## 2PO 2.1 (e) (hidden)
Konkretus uždavinys – 2.1. Skatinti naudoti energijos vartojimo efektyvumą didinančias priemones ir mažinti šiltnamio dujų išmetimus
Action | Total allocation of action level (indicated) | Intervention field |  |  | allocation 2021- 2027 used for calculation of 2029 target | Indicator |  | Regiono kategorija veiklai | Fondas veiklai | Rodiklio matavimo vienetas | Rodiklio pradinė |  | Rodiklio tarpinė 2024 m. reikšmė | Rodiklio siektina 2029 m. reikšmė | Duomenų šaltinis | Rodiklio siektinų reikšmų apskaičiavimo metodika | Indicators' calculation method
|  | code and name | co-financing rate (Eur.) | Finansinė proporcija (EU+ kofinansavimas)(Eur.) |  | Code | Name |  |  |  | reikšmė | metai
2.1.1. To improve energy efficiency in households not connected to DH (83.000.000 eur) | 41500000 | 040 - Energy efficiency renovation of existing housing stock, demonstration projects and supporting measures | 39794350 | 81294350 | 79588700 | RCO 18 | Dwellings with improved energy performance | whole Lithuania | CF | Dwellings | 0 | n/a | 6460 | 21534 | Supported projects | Rodikliai skaičiuojami su 50 proc. intensyvumu, išlaikant tą pačią finansavimo schemą kaip ir 2014-2020 m. Administravimo kaštai 4,11 proc. yra tokie patys kaip 2014-2020 m. VP. Jie išeliminuojami skaičiuojant rodiklių reikšmes. Pagal 2014–2020 metų VP įgyvendinimo rezultatus vienam namų ūkiui, t.y. 1 šilumos gamybos įrenginiui tenkanti vidut. šilumos galia yra 11 kW ir jo vid. kaina 3696 eur (1 kW kaina 336 eur). Investavus 79 588 700 eur, užtikrinsime energijos efektyvumo rodiklių pagerinimą 79 588 700/3696=~21534 namų ūkių (būstų). Daroma prielaida, kad iki 2024 m. pab. bus investuota apie 30 proc. lėšų, tad tarpinė reikšmė 21534x0,3=6460 | Calculation of indicators based on the 50 percent of funding intensity to maintain the same financial model as in 2014-2020. We assume that administrative costs will be similar as in 2014-2020 OP for boilers' replacement projects and those costs are not included in the calculation of indicators. According to 2014-2020 OP implementation results, an average heat generation capacity installed per household is 11 kW with the price of 3696 eur (1kW=336 eur). With the allocated investment 15400 households will become more efficient 56906045/3696=~15400. We assume that 30 percent of funds will be invested by 2024, then milestone will be 15400x0,3=4620 households with better energy efficiency.
[6 empty] | RCR 26 | Annual primary energy consumption (of which: dwellings, public buildings, enterprises, other) | whole Lithuania | CF | MWh/year | 1427274 | 2019 | - | 450061 | Supported projects | Pradinė reikšmė: senas neefektyvus šilumos gamybos įrenginys per metus sunaudoja vidut. 5,7 TNE pirminio kuro energijos, t.y. 5,7x11,628=66,28 MWh (konversijos koeficientas 1 TNE = 11,628 MWh.). 21534 namų ūkių įrenginių suvartoja 21534 x66,28=1 427 274 MWh/metus. Galutinė reikšmė: naujas šilumos gamybos įrenginys per metus vidutiniškai sunaudoja 1,8 TNE pirminio kuro energijos arba 1,8x11,628=20,9 MWh. 21534 namų ūkių įrenginių suvartos 21534x20,9=450 061 MWh/metus. | Baseline calculation: According to 2014-2020 OP implementation results, inefficient household consumes an average 5,7 toe of primary energy or 66,28 MWh (5,7x11,628=66,28 MWh, where 1 toe = 11,628 MWh (conversion factor). 15400 households consume 15400x66,28=1.020.712 MWh/year primary energy. Target 2029 calculation: efficient household consumes an average 1,8 toe of primary energy or 20,9 MWh (1,8x11,628=20,9 MWh). 15400 efficient households consume 15400x20,9=321860 MWh/year.
[6 empty] | RCR 29 | Estimated greenhouse emissions | whole Lithuania | CF | tons of CO2 eq/year | 57091 | 2019 | n/a | 41405 | Supported projects | Pradinė reikšmė: 1427274 MWh/metus x 0,04 tCO2/MWh taršos koeficientas = 57091 t CO2ekvivalentu/metus. Galutinė reikšmė: iš 450061 MWh/metus 20 % šio kiekio suvartojama pakeistais naujais biokuro katilais (jiems taikomas taršos faktorius 0,04 tCO2/MWh); 80 % energijos suvartojama šilumos siurbliais. Šilumos siurbliais pagaminama šilumos energija 75 % laikoma AEI energija, todėl tokiai energijos daliai taršos faktorius netaikomas. Likusiai energijos daliai pritaikytas elektros taršos faktorius 0,42 tCO2/MWh. (450061 MWh/metus * 0,2*0,04 tCO2/MWh)+( 450061 MWh/metus*0,8*0,25* 0,42 tCO2/MWh) = 3600+37805 = 41405 t CO2ekvivalentu/metus.
| 41500000 | 040 - Energy efficiency renovation of existing housing stock, demonstration projects and supporting measures | 39794350 | 81294350 | 79588700 | RCO 18 | Dwellings with improved energy performance | Midle-West Lithuania region | ERDF | Dwellings | 0 | n/a | 6460 | 21534 | Supported projects | Rodikliai skaičiuojami su 50 proc. intensyvumu, išlaikant tą pačią finansavimo schemą kaip ir 2014-2020 m. Administravimo kaštai 4,11 proc. yra tokie patys kaip 2014-2020 m. VP. Jie išeliminuojami skaičiuojant rodiklių reikšmes. Pagal 2014–2020 metų VP įgyvendinimo rezultatus vienam namų ūkiui, t.y. 1 šilumos gamybos įrenginiui tenkanti vidut. šilumos galia yra 11 kW ir jo vid. kaina 3696 eur (1 kW kaina 336 eur). Investavus 79 588 700 eur, užtikrinsime energijos efektyvumo rodiklių pagerinimą 79 588 700/3696=~21534 namų ūkių (būstų). Daroma prielaida, kad iki 2024 m. pab. bus investuota apie 30 proc. lėšų, tad tarpinė reikšmė 21534x0,3=6460 | Calculation of indicators based on the 50 percent of funding intensity to maintain the same financial model as in 2014-2020. We assume that administrative costs will be similar as in 2014-2020 OP for boilers' replacement projects and those costs are not included in the calculation of indicators. According to 2014-2020 OP implementation results, an average heat generation capacity installed per household is 11 kW with the price of 3696 eur (1kW=336 eur). With the allocated investment 28600 households will become better energy efficient 105682655/3696=~28600. We assume that 30 percent of funds will be invested by 2024, then milestone will be 28600x0,3=8580 households with better energy efficiency.
[6 empty] | RCR 26 | Annual primary energy consumption (of which: dwellings, public buildings, enterprises, other) | Midle-West Lithuania region | ERDF | MWh/year | 1427274 | 2019 | - | 450061 | Supported projects | Pradinė reikšmė: senas neefektyvus šilumos gamybos įrenginys per metus sunaudoja vidut. 5,7 TNE pirminio kuro energijos, t.y. 5,7x11,628=66,28 MWh (konversijos koeficientas 1 TNE = 11,628 MWh.). 21534 namų ūkių įrenginių suvartoja 21534 x66,28=1 427 274 MWh/metus. Galutinė reikšmė: naujas šilumos gamybos įrenginys per metus vidutiniškai sunaudoja 1,8 TNE pirminio kuro energijos arba 1,8x11,628=20,9 MWh. 21534 namų ūkių įrenginių suvartos 21534x20,9=450 061 MWh/metus. | Baseline calculation: According to 2014-2020 OP implementation results, inefficient household consumes an average 5,7 toe of primary energy or 66,28 MWh (5,7x11,628=66,28 MWh, where 1 toe = 11,628 MWh/year (conversion factor). 28600 households consume 28600x66,28=1895608 MWh/year primary energy. Target 2029: efficient household consumes an average 1,8 toe of primary energy or 20,9 MWh (1,8x11,628=20,9 MWh). 28600 efficient households consume 28600x20,9=597740 MWh/year.
[6 empty] | RCR 29 | Estimated greenhouse emissions | Midle-West Lithuania region | ERDF | tons of CO2 eq/year | 57091 | 2019 | n/a | 41405 | Supported projects | Pradinė reikšmė: 1427274 MWh/metus x 0,04 tCO2/MWh taršos koeficientas = 57091 t CO2ekvivalentu/metus. Galutinė reikšmė: iš 450061 MWh/metus 20 % šio kiekio suvartojama pakeistais naujais biokuro katilais (jiems taikomas taršos faktorius 0,04 tCO2/MWh); 80 % energijos suvartojama šilumos siurbliais. Šilumos siurbliais pagaminama šilumos energija 75 % laikoma AEI energija, todėl tokiai energijos daliai taršos faktorius netaikomas. Likusiai energijos daliai pritaikytas elektros taršos faktorius 0,42 tCO2/MWh. (450061 MWh/metus * 0,2*0,04 tCO2/MWh)+( 450061 MWh/metus*0,8*0,25* 0,42 tCO2/MWh) = 3600+37805 = 41405 t CO2ekvivalentu/metus.
2.1.2. To renovate public buildings improving energy efficiency (62.000.000 eur) | 62000000 | 044- Energy efficiency renovation or energy efficiency measures regarding public infrastructure, demonstration projects and supporting measures compliant with energy efficiency criteria | 26571428.5714 | 88571428.5714 | 88571428.5714 | RCO 19 | Public buildings with improved energy performance | whole Lithuania | CF | m2 | 0 | n/a | 25670 | 256700 | Supported projects | Rodikliai skaičiuojami su 70 proc. intensyvumu, išlaikant tą pačią finansavimo schemą kaip ir 2014-2020 m. Pagal 2014–2020 metų VP) įgyvendinimą ir gautų projektų informaciją, vid. investicijų poreikis pastato atnaujinimui siekia 345 Eur/m², tad su intervencijų kategorijai numatyta bendra lėšų suma, galima būtų atnaujinti apie 88571428,6 / 345 = ~ 256,7 tūkst. m²; Daroma prielaida, kad iki 2024 m. bus investuota apie 10 proc. lėšų ir atnaujinta apie 25,6 tūkst m²pastatų ploto. | According to 2014-2020 OP implementation data renovation costs of 1 m2 floor area of public building is 345 eur. With 35428571 EUR 102000 m2 floor area of public buildings could be renovated 35428571 /345 = ~ 102000 m². Milestone 2024: it is assumed that 10 percent of funds will be invested by 2024, then 10200 m2 floor area of public buildings could be renovated.
[6 empty] | RCR 26 | Annual primary energy consumption (of which: dwellings, public buildings, enterprises, other) | whole Lithuania | CF | MWh/year | 56474 | 2019 | - | 33884 | Supported projects | Pradinė reikšmė: pastatai, kurių plotas 256700 m2, sunaudos pirminės energijos 256700 m2x220kWh/m²/metus= 56474MWh/metus (kur 220 kWh/m²/metus - VšĮ LEA paskaičiuotas energijos sąnaudų vidurkis iš pastatų sertifikatų) . Galutinė reikšmė apskaičiuota, siekiant sutaupyti atnaujintuose pastatuose ne mažiau kaip 40 proc. pirminės energijos: 56474MWh/metus x 60 % = 33884 MWh/metus | Baseline calculation: 102000 m2 floor area of ineffiecient public buildings consume 22440MWh/year ( 22440MWh/year x220kWh/m²/year= 22440MWh/year, where 220 kWh/m2 - an average annual energy consumption of 1 m2 floor area of public building (data provided by Lithuanian Energy Agency) .Target 2029 calculation: according to 2014-2020 OP implementation after renovation public buildings cosume at least 30 percent less energy. Therefore 22440MWh/year x 70 % = 15 708 MWh/year.
[6 empty] | RCR 29 | Estimated greenhouse emissions | whole Lithuania | CF | tons of CO2 eq/year | 5647 | 2019 | - | 3388 | Supported projects | Pradinė reikšmė: 56474 000 kWh/metus x 0,1 kgCO2/kWh (taršos faktorius)= 5647400 kgCO2, t.y. ~ 5647 tCO2/metus. Galutinė reikšmė: 33884 000 kWh/metus x 0,1kg CO2/kWh = 3388400 kgCO2/metus, t.y ~ 3388 tCO2/metus. | Baseline calculation: 22 440 000 kWh/year x 0,1 kgCO2/kWh (pollution factor for heat from DH according to Technical Regulation of Construction, Ministry of Environment)= 2 244 000 kgCO2 ~ 2 244 tCO2/year. Target 2029 calculation: 15 708 000x0,1 = 1 570 800 kgCO2/year ~ 1571 tCO2/year.
2.1.3.To improve energy efficiency of district heating, cooling and hot water supply systems and develop systems (27.000.000 eur) | 13500000 | 034 - High efficiency co-generation, district heating and cooling | 5785714.2857 | 19285714.2857 | 19285714.2857 | RCR 26 | Annual primary energy consumption (of which: dwellings, public buildings, enterprises, other) | whole Lithuania | CF | MWh/year | 1133300 | 2019 | - | 1121001 | Supported projects | Rodiklio pradinė ir galutinė reikšmės sudaryta iš suvartojimo, diegiant šilumos apskaitos prietaisus bei karšto vandens skaitiklius ir iš suvartojimo, pritaikant CŠT tinklą žematemperatūriui režimui. 50 proc. numatytų lėšų (9 642 857,15 EUR) bus investuojama bendrai į CŠT efektyvinimą/pritaikymą žematemperatūriam darbo režimui. Investavus 9 642 857,15 EUR, pervesti prie žematemperatūrio režimo galima 21 km CŠT vamzdynų. Vadovaujantis VERT šilumos nuostolių skaičiuoklę, 1km sąlyginio vamzdyno perėjimas prie žematemperatūrinio šildymo taupo apie 50 100MWh energijos per metus, tad pritaikius 21 km vamzdynų žematemperatūriam režimui, kasmet būtų taupoma 50x21= 1050 MWh. Pradinė reikšmė: Vadovaujantis LŠTA šilumos tiekimo įmonių ūkinės veiklos apžvalga 2019, 1 km CŠT tinklo šilumos nuostoliai siekia 400 MWh/metus, tuomet iki modernizavimo 21 km CŠT suvartoja 21x400 = 8400 MWh/ metus (2019 m.), o 2029 m. modernizuotas 21 km tinklas suvartos 8400-1050 = 7350 MWh/ metus. Įvadinė apskaita+karšto vandens skaitikliai: pagal LŠTA statistiką 2019 m. per 10000 vnt. įvadinės apskaitos prietaisus praėjo apie 3 500 000 MWh šilumos kiekio vartotojams per metus nenuskaitant jos nuotoliniu būdu, t.y. pro 1 įvadinį šilumos apskaitos prietaisą praėjo vidut. 350 MWh šiluminės energijos per metus nenuskaitant jos nuotoliniu būdu. Investavus 9642857,15 EUR (dalinant po lygiai šilumos apskaitai ir karšto vandnes apskaitai), būtų įdiegta 4821428/1500 = 3214 vnt išmanių įvadinės šilumos apskaitos prietaisų ir 4821428/100=48214 vnt karšto vandens skaitiklių su nuotoliniu duomenu nuskaitymo funkcija.Iki modernizavimo per 3214 šilumos apskaitos prietaisus praeina 3214x350=1 124 900 MWh/metus šilumos. Įdiegus/modernizavus šilumos apskaitą bei atsiskaitomuosius karšto vandens skaitiklius su nuotoliniu duomenų nuskaitymu, taupoma apie 1 proc. pirminės energijos/metus, .t.y . bus sutaupyta apie 1 124 900 MWh/metus x 0,01=11249 MWh/metus. Galutinė reikšmė 2029 m.: po įvadinės apskaitos ir atsiskaitomųjų skaitiklių modernizavimo šilumos praeitų 1124900-11249=1113651 MWh/metus. Bendra pradinė reikšmė 8400+1 124 900 =1 133 300 MWh/metus, bendra galutinė reikšmė: 7350+1113651= 1121001 MWh/metus. | 50 percent of funds (13.456.616,1 EUR) will be invested in the efficiency and adaptation of DH to low-temperature regime; 50 percent of funds (13.456.616,1 EUR) will be invested in the modernization of introductory heat metering devices and hot water meters. Baseline calculation: According to annual review prepared by Lithuanian District Heating Association on economic activity of heat supply companies in 2019 , 1 km of DH consumes (heat loss) 535 MWh /year, then 30 km consume 30x535=16050 MWh/year. An average 350 MWh of thermal energy per year has passed through 1 introductory heat meter without being read remotely. 1 575 000 MWh/year of energy has passed through 4500 introductory heat meter to consumers per year without remote reading. Total energy consumption 16050+1 575 000=1 591 050 MWh/year. Target 2029 calculation: according to heat loss calculator of National Energy Regulatory Council modernization/adaptation of 1 km of conditional pipeline to low-temperature regime save about 100 MWh of energy per year, so modernised 30 km of pipeline would save 100x30 = 3000 MWh/year primary energy annually, it means that consumption of 30 km modernised network will be 16050-3000 = 13050 MWh/year. The modernization of heat metering and hot water meters with remote data reading will save about 1 percent of primary energy consumption.So, having modernised 4500 meters energy consumption would reach 1575000-15750 = 1559250 MWh / year, where savings (loss reduction) makes up 1 percent, which is 15750 MWh / year. The total final value is 13050 + 1559250 = 1.572.300 MWh / year.
[6 empty] | RCO 20 | District heating and cooling network lines newly constructed and improved | whole Lithuania | CF | km | 0 | n/a | 6 | 21 | Supported projects | Rodikliai skaičiuojami su 70 proc. intensyvumu, darant prielaidą, kad projektams bus teikiama subsidija ( iki 40 proc.) ir ilgalaikė paskola (apie 30 proc.). Paskola ilgalaikė, tad grįžtančių lėšų efektas rodikliams pasijus po 2029 metų. 50 proc.lėšų (9642857,15 EUR) bus investuojama į CŠT pritaikymą darbui žematemperatūriu režimu.Pagal vykdomus projektus vidut. 1 m. vamzdyno pritaikymo/modernizavimo darbų kaina - 450 eurų, tai už 9 642 857,15 EUR galima modernizuoti/pritaikyti 9642857,15/450= ~21 km CŠT vamzdyno. Darom prielaidą, kad iki 2024 m. bus investuota 30 proc. lėšų, tad bus modernizuota ~ 6km. | 50 percent Funds (13.456.617,1 EUR) will be invested in the adaptation of DH to work in low temperature regime. According to Lithuanian District Heating Association, an average costs of 1 m DH pipeline modernization/adaptation to low temperature regime is 450 EUR, therefore 30 km of DH pipeline could be modernised for 13.456.617,1 EUR. We assume that by 2024, 30 percent of the funds will be invested, so 9 km will be modernized.
[6 empty] | RCR 29 | Estimated greenhouse emissions | whole Lithuania | CF | tons of CO2 eq/year | 113330 | 2019 | n/a | 112100 | Supported projects | Pradinė reikšmė: 1133300 MWh/metus x 0,1 tCO2/MWh (taršos koeficientas šilumai iš CŠT) = 113330 tCO2ekvivalentu/metus ; Galutinė reikšmė: 1121001 MWh/metus x 0,1 tCO2/MWh = 112100 tCO2ekvivalentu/metus
[6 empty] | special output | Installed meters with remote data reading for heat, cool, hot water | whole Lithuania | CF | units | 0 | n/a | 15428 | 51428 | Supported projects | 50 proc. numatytų lėšų (9642857,15 EUR) bus investuojama bendrai į šilumos, karšto vandens apskaitos prietaisų modernizavimą ir valdymo sistemas. Daroma prielaida, kad po 50 proc. (po 4821428 EUR) investicijų bus skirta šilumos apskaitos modernizavimui bei karšto vandens skaitiklių modernizavimui. Vadovaujantis LŠTA duomenimis, 1 įvadinio šilumos skaitiklio įrengimas/modernizavimas su visa nuotoline sistema kainuoja apie 1500 eur, karšto vandens skaitiklio įrengimas su visa nuotoline sistema kainuoja 100 eurų. Tad iki 2029 m. bendrai galima įrengti/modernizuoti (4821428/1500)+(4821428/100)=51428 vnt. Daroma prielaida, kad iki 2024 m. bus investuota apie 30 proc. lėšų, atitinkamai bus įrengta apie (51428x0,3)=15428 vnt. | 50 percent of the planned funds (13.456.617,1 EUR) will be invested in the modernization of heat and hot water metering devices and management systems. It is assumed that 50 percent (6,725 MEUR each) will be used for the modernization of heat metering and 50 percent for the modernization of hot water meters. According to the data of LŠTA, installation / modernization of 1 introductory heat meter with the whole remote system costs about 1500 euros, installation of hot water meter with the whole remote system costs 100 euros. So until 2029. can be installed / modernized in total (6725000/1500) + (6725000/100) = 71750 pcs. It is assumed that by 2024, about 30 percent of the funds will be invested, respectively, about (71750x0.3) = 21525 units will be installed.Seeking to calculate number of modernised meters which have remote system special output indicator is proposed for this action.
| 13500000 | 034 - High efficiency co-generation, district heating and cooling | 5785714.2857 | 19285714.2857 | 19285714.2857 | RCR 26 | Annual primary energy consumption (of which: dwellings, public buildings, enterprises, other) | Midle-West Lithuania region | ERDF | MWh/year | 1133300 | 2019 | - | 1121001 | Supported projects | Rodiklio pradinė ir galutinė reikšmės sudaryta iš suvartojimo, diegiant šilumos apskaitos prietaisus bei karšto vandens skaitiklius ir iš suvartojimo, pritaikant CŠT tinklą žematemperatūriui režimui. 50 proc. numatytų lėšų (9 642 857,15 EUR) bus investuojama bendrai į CŠT efektyvinimą/pritaikymą žematemperatūriam darbo režimui. Investavus 9 642 857,15 EUR, pervesti prie žematemperatūrio režimo galima 21 km CŠT vamzdynų. Vadovaujantis VERT šilumos nuostolių skaičiuoklę, 1km sąlyginio vamzdyno perėjimas prie žematemperatūrinio šildymo taupo apie 50 100MWh energijos per metus, tad pritaikius 21 km vamzdynų žematemperatūriam režimui, kasmet būtų taupoma 50x21= 1050 MWh. Pradinė reikšmė: Vadovaujantis LŠTA šilumos tiekimo įmonių ūkinės veiklos apžvalga 2019, 1 km CŠT tinklo šilumos nuostoliai siekia 400 MWh/metus, tuomet iki modernizavimo 21 km CŠT suvartoja 21x400 = 8400 MWh/ metus (2019 m.), o 2029 m. modernizuotas 21 km tinklas suvartos 8400-1050 = 7350 MWh/ metus. Įvadinė apskaita+karšto vandens skaitikliai: pagal LŠTA statistiką 2019 m. per 10000 vnt. įvadinės apskaitos prietaisus praėjo apie 3 500 000 MWh šilumos kiekio vartotojams per metus nenuskaitant jos nuotoliniu būdu, t.y. pro 1 įvadinį šilumos apskaitos prietaisą praėjo vidut. 350 MWh šiluminės energijos per metus nenuskaitant jos nuotoliniu būdu. Investavus 9642857,15 EUR (dalinant po lygiai šilumos apskaitai ir karšto vandnes apskaitai), būtų įdiegta 4821428/1500 = 3214 vnt išmanių įvadinės šilumos apskaitos prietaisų ir 4821428/100=48214 vnt karšto vandens skaitiklių su nuotoliniu duomenu nuskaitymo funkcija.Iki modernizavimo per 3214 šilumos apskaitos prietaisus praeina 3214x350=1 124 900 MWh/metus šilumos. Įdiegus/modernizavus šilumos apskaitą bei atsiskaitomuosius karšto vandens skaitiklius su nuotoliniu duomenų nuskaitymu, taupoma apie 1 proc. pirminės energijos/metus, .t.y . bus sutaupyta apie 1 124 900 MWh/metus x 0,01=11249 MWh/metus. Galutinė reikšmė 2029 m.: po įvadinės apskaitos ir atsiskaitomųjų skaitiklių modernizavimo šilumos praeitų 1124900-11249=1113651 MWh/metus. Bendra pradinė reikšmė 8400+1 124 900 =1 133 300 MWh/metus, bendra galutinė reikšmė 2029: 7350+1113651= 1121001 MWh/metus. | 50 percent of funds (13.456.616,1 EUR) will be invested in the efficiency and adaptation of DH to low-temperature regime; 50 percent of funds (13.456.616,1 EUR) will be invested in the modernization of introductory heat metering devices and hot water meters. Baseline calculation: According to annual review prepared by Lithuanian District Heating Association on economic activity of heat supply companies in 2019 , 1 km of DH consumes (heat loss) 535 MWh /year, then 30 km consume 30x535=16050 MWh/year. An average 350 MWh of thermal energy per year has passed through 1 introductory heat meter without being read remotely. 1 575 000 MWh/year of energy has passed through 4500 introductory heat meter to consumers per year without remote reading. Total energy consumption 16050+1 575 000=1 591 050 MWh/year. Target 2029 calculation: according to heat loss calculator of National Energy Regulatory Council modernization/adaptation of 1 km of conditional pipeline to low-temperature regime save about 100 MWh of energy per year, so modernised 30 km of pipeline would save 100x30 = 3000 MWh/year primary energy annually, it means that consumption of 30 km modernised network will be 16050-3000 = 13050 MWh/year. The modernization of heat metering and hot water meters with remote data reading will save about 1 percent of primary energy consumption.So, having modernised 4500 meters energy consumption would reach 1575000-15750 = 1559250 MWh / year, where savings (loss reduction) makes up 1 percent, which is 15750 MWh / year. The total final value is 13050 + 1559250 = 1.572.300 MWh / year.
[6 empty] | RCO 20 | District heating and cooling network lines newly constructed and improved | Midle-West Lithuania region | ERDF | km | 0 | n/a | 6 | 21 | Supported projects | Rodikliai skaičiuojami su 70 proc. intensyvumu, darant prielaidą, kad projektams bus teikiama subsidija ( iki 40 proc.) ir ilgalaikė paskola (apie 30 proc.). Paskola ilgalaikė, tad grįžtančių lėšų efektas rodikliams pasijus po 2029 metų. 50 proc. Lėšų (9642857,15 EUR) bus investuojama į CŠT pritaikymą darbui žematemperatūriu režimu.Pagal vykdomus projektus vidut. 1 m. vamzdyno pritaikymo/modernizavimo darbų kaina - 450 eurų, tai už 9 642 857,15 EUR galima modernizuoti/pritaikyti 9642857,15/450= ~21 km CŠT vamzdyno. Darom prielaidą, kad iki 2024 m. bus investuota 30 proc. lėšų, tad bus modernizuota ~ 6km. | Calculation of indicators based on 50 percent fund intensity to maintain the same financial model as in 2014-2020 for district heating sector. 50 percent funds (13.456.617,1 EUR) will be invested in the adaptation of DH to work in low temperature regime. According to the ongoing projects in district heating sector, the average costs of 1 m pipeline modernization is 450 EUR. Therefore with 13.456.617,1 EUR 30 km of DH pipeline could be modernized/adapted. We assume that by 2024, 30 percent of the funds will be invested, so 9 km will be modernized.
[6 empty] | special output | Installed meters with remote data reading for heat, cool, hot water | Midle-West Lithuania region | ERDF | units | 0 | n/a | 15428 | 51428 | Supported projects | 50 proc. numatytų lėšų (9642857,15 EUR) bus investuojama bendrai į šilumos, karšto vandens apskaitos prietaisų modernizavimą ir valdymo sistemas. Daroma prielaida, kad po 50 proc. (po 4821428 EUR) investicijų bus skirta šilumos apskaitos modernizavimui bei karšto vandens skaitiklių modernizavimui. Vadovaujantis LŠTA duomenimis, 1 įvadinio šilumos skaitiklio įrengimas/modernizavimas su visa nuotoline sistema kainuoja apie 1500 eur, karšto vandens skaitiklio įrengimas su visa nuotoline sistema kainuoja 100 eurų. Tad iki 2029 m. bendrai galima įrengti/modernizuoti (4821428/1500)+(4821428/100)=51428 vnt. Daroma prielaida, kad iki 2024 m. bus investuota apie 30 proc. lėšų, atitinkamai bus įrengta apie (51428x0,3)=15428 vnt. | 50 percent of funds (13.456.617,1 EUR) will be invested in the modernization of heat and hot water metering devices and management systems. It is assumed that 50 percent (6,728308,55 MEUR) will be used for the modernization of heat metering and 50 percent (6,728308,55 MEUR) for the modernization of hot water meters. According to the data provide by LDHA, installation/ modernization of 1 introductory heat meter with the whole remote system costs about 1500 euros, installation of hot water meter with the whole remote system costs 100 euros. With investment of 13.456.617,1 EUR total number of devices (6728308,55/1500) + (6728308,55/100) = 71768 pcs. could be installed / modernized. It is assumed that by 2024, about 30 percent of the funds will be invested, respectively, about (71768x0,3) = 21530 units will be installed.Seeking to calculate number of modernised meters which have remote system special output indicator is proposed for this action.
[6 empty] | RCR 29 | Estimated greenhouse emissions | Midle-West Lithuania region | ERDF | tons of CO2 eq/year | 113330 | 2019 | n/a | 112100 | Supported projects | Pradinė reikšmė: 1133300 MWh/metus x 0,1 tCO2/MWh (taršos koeficientas šilumai iš CŠT) = 113330 tCO2ekvivalentu/metus ; Galutinė reikšmė: 1121001 MWh/metus x 0,1 tCO2/MWh = 112100 tCO2ekvivalentu/metus
Indicator's code | Indicator's name | Measurement unit | Baseline | Region Category | Fund | Baseline year | Milestone 2024 | Target 2029
RCO 18 | Dwellings with improved energy performance | Dwellings | 0 | whole Lithuania | CF | n/a | 6460 | 21534
RCO 18 | Dwellings with improved energy performance | Dwellings | 0 | Midle-West Lithuania region | ERDF | n/a | 6460 | 21534
RCO19 | Public buildings with improved energy performance | m2 | 0 | whole Lithuania | CF | n/a | 25670 | 256700
RCO 20 | District heating and cooling network lines newly constructed and improved | km | 0 | whole Lithuania | CF | n/a | 6 | 21
RCO 20 | District heating and cooling network lines newly constructed and improved | km | 0 | Midle-West Lithuania region | ERDF | n/a | 6 | 21
RCR 26 | Annual primary energy consumption (of which: dwellings, public buildings, enterprises, other) | MWh/ year | 2617048 | whole Lithuania | CF | 2019 | n/a | 1604946
RCR 26 | Annual primary energy consumption (of which: dwellings, public buildings, enterprises, other) | MWh/ year | 2560574 | Midle-West Lithuania region | ERDF | 2019 | n/a | 1571062
RCR 29 | Estimated greenhouse emissions | tons of CO2 eq/year | 176068 | whole Lithuania | CF | 2019 | n/a | 156893
RCR 29 | Estimated greenhouse emissions | tons of CO2 eq/year | 170421 | Midle-West Lithuania region | ERDF | 2019 | n/a | 153505
special output | Installed meters with remote data reading for heat, cool, hot water | units | 0 | whole Lithuania | CF | n/a | 15428 | 51428
special output | Installed meters with remote data reading for heat, cool, hot water | units | 0 | Midle-West Lithuania region | ERDF | n/a | 15428 | 51428
Note on D5: [Threaded comment] Your version of Excel allows you to read this threaded comment; however, any edits to it will get removed if the file is opened in a newer version of Excel. Learn more: https://go.microsoft.com/fwlink/?linkid=870924 Comment: administrative costs ar not included into calculation of co financing rate
Note on D21: [Threaded comment] Your version of Excel allows you to read this threaded comment; however, any edits to it will get removed if the file is opened in a newer version of Excel. Learn more: https://go.microsoft.com/fwlink/?linkid=870924 Comment: Planuojama projektams skirti ES lėšų iki 70 proc., kur iki 40 proc. sudarytų subsidija, apie 30 proc. FI (ilgalaikė paskola). Kadangi paskola ilgalaikė, tad grįžtančių lėšų efektas rodikliams pasijus greičiausiai po 2029 m.

## 2PO 2.1 (eng) (hidden)
Konkretus uždavinys – 2.1. Skatinti naudoti energijos vartojimo efektyvumą didinančias priemones ir mažinti šiltnamio dujų išmetimus
Action Veiksmas | Total allocation of action level (indicated) | Intervention field |  |  | allocation 2021- 2027 used for calculation of 2029 target | Rodiklis |  | Regiono kategorija veiklai | Fondas veiklai | Rodiklio matavimo vienetas | Rodiklio pradinė |  | Rodiklio tarpinė 2024 m. reikšmė | Rodiklio siektina 2029 m. reikšmė | Duomenų šaltinis | Rodiklio siektinų reikšmų apskaičiavimo metodika | Indicators' calculation method
|  | code and name | co-financing rate (Eur.) | Finansinė proporcija (EU+ kofinansavimas)(Eur.) |  | Rodiklio kodas | Rodiklio pavadinimas |  |  |  | reikšmė | metai
2.1.1. To improve energy efficiency in households not connected to DH (83.000.000 eur) | 29050000 | 025- Energy efficiency renovation of existing housing stock, demonstration projects and supporting measures | 27856045 | 56906045 | 56906045 | RCO 18 | Dwellings with improved energy performance | Whole Lithuania | CF | dwellings | 0 | n/a | 4620 | 15400 | Supported projects | Rodikliai skaičiuojami su 50 proc. intensyvumu, išlaikant tą pačią finansavimo schemą kaip ir 2014-2020 m. Administravimo kaštai 4,11 proc. yra tokie patys kaip 2014-2020 m. VP. Jie išeliminuojami skaičiuojant rodiklių reikšmes. Pagal 2014–2020 metų VP įgyvendinimo rezultatus vienam namų ūkiui, t.y. 1 šilumos gamybos įrenginiui tenkanti vidut. šilumos galia yra 11 kW ir jo vid. kaina 3696 eur (1 kW kaina 336 eur). Investavus 56906045 eur, užtikrinsime energijos efektyvumo rodiklių pagerinimą apie 15400 namų ūkių 56906045/3696=~15400. Daroma prielaida, kad iki 2024 m. pab. bus investuota apie 30 proc. lėšų, tad tarpinė reikšmė 15400x0,3=4620 | Calculation of indicators based on the 50 percent of funding intensity to maintain the same financial model as in 2014-2020. We assume that administrative costs will be similar as in 2014-2020 OP for boilers' replacement projects and those costs are not included in the calculation of indicators. According to 2014-2020 OP implementation results, an average heat generation capacity installed per household is 11 kW with the price of 3696 eur (1kW=336 eur). With the allocated investment 15400 households will become more efficient 56906045/3696=~15400. We assume that 30 percent of funds will be invested by 2024, then milestone will be 15400x0,3=4620 households with better energy efficiency.
[6 empty] | RCR 26 | Annual primary energy consumption (of which: dwellings, public buildings, enterprises, other) | Whole Lithuania | CF | MWh/year | 1020712 | 2019 | - | 321860 | Supported projects | Pradinė reikšmė: senas neefektyvus šilumos gamybos įrenginys per metus sunaudoja vidut. 5,7 TNE pirminio kuro energijos, t.y. 5,7x11,628=66,28 MWh (konversijos koeficientas 1 TNE = 11,628 MWh.). 15400 namų ūkių įrenginių suvartoja 15400x66,28=1.020.712 MWh/metus. Galutinė reikšmė: naujas šilumos gamybos įrenginys per metus vidutiniškai sunaudoja 1,8 TNE pirminio kuro energijos arba 1,8x11,628=20,9 MWh. 15400 namų ūkių įrenginių suvartos 15400x20,9=321860 MWh/metus. | Baseline calculation: According to 2014-2020 OP implementation results, inefficient household consumes an average 5,7 toe of primary energy or 66,28 MWh (5,7x11,628=66,28 MWh, where 1 toe = 11,628 MWh (conversion factor). 15400 households consume 15400x66,28=1.020.712 MWh/year primary energy. Target 2029 calculation: efficient household consumes an average 1,8 toe of primary energy or 20,9 MWh (1,8x11,628=20,9 MWh). 15400 efficient households consume 15400x20,9=321860 MWh/year.
| 53950000 | 025- Energy efficiency renovation of existing housing stock, demonstration projects and supporting measures | 51732655 | 105682655 | 105682655 | RCO 18 | Dwellings with improved energy performance | Midle-West Lithuania region | ERDF | dwellings | 0 | n/a | 8580 | 28600 | Supported projects | Rodikliai skaičiuojami su 50 proc. intensyvumu, išlaikant tą pačią finansavimo schemą kaip ir 2014-2020 m. Administravimo kaštai 4,11 proc. yra tokie patys kaip 2014-2020 m. VP. Jie išeliminuojami skaičiuojant rodiklių reikšmes. Pagal 2014–2020 VP įgyvendinimo rezultatus vienam namų ūkiui, t.y. 1 šilumos gamybos įrenginiui tenkanti vidut. šilumos galia yra 11 kW ir jo vid. kaina 3696 eur (1 kW kaina 336 eur).Investavus 105682655 eur, užtikrinsime energijos efektyvumo rodiklių pagerinimą apie 28600 namų ūkių 105682655/3696=~28600. Daroma prielaida, kad iki 2024 m. pab. bus investuota apie 30 proc. lėšų, tad tarpinė reikšmė 28600x0,3=8580 | Calculation of indicators based on the 50 percent of funding intensity to maintain the same financial model as in 2014-2020. We assume that administrative costs will be similar as in 2014-2020 OP for boilers' replacement projects and those costs are not included in the calculation of indicators. According to 2014-2020 OP implementation results, an average heat generation capacity installed per household is 11 kW with the price of 3696 eur (1kW=336 eur). With the allocated investment 28600 households will become better energy efficient 105682655/3696=~28600. We assume that 30 percent of funds will be invested by 2024, then milestone will be 28600x0,3=8580 households with better energy efficiency.
[6 empty] | RCR 26 | Annual primary energy consumption (of which: dwellings, public buildings, enterprises, other) | Midle-West Lithuania region | ERDF | MWh/year | 1895608 | 2019 | - | 597740 | Supported projects | Pradinė reikšmė: senas neefektyvus šilumos gamybos įrenginys per metus sunaudoja vidut. 5,7 TNE pirminio kuro energijos, t.y. 5,7x11,628=66,28 MWh (konversijos koeficientas 1 TNE = 11,628 MWh.). 28600 namų ūkių įrenginių suvartoja 28600x66,28=1895608 MWh/metus. GAlutinė reikšmė: naujas šilumos gamybos įrenginys per metus vidutiniškai sunaudoja 1,8 TNE pirminio kuro energijos arba 1,8x11,628=20,9 MWh. 28600 namų ūkių įrenginių suvartos 28600x20,9=597740 MWh/metus. | Baseline calculation: According to 2014-2020 OP implementation results, inefficient household consumes an average 5,7 toe of primary energy or 66,28 MWh (5,7x11,628=66,28 MWh, where 1 toe = 11,628 MWh/year (conversion factor). 28600 households consume 28600x66,28=1895608 MWh/year primary energy. Target 2029: efficient household consumes an average 1,8 toe of primary energy or 20,9 MWh (1,8x11,628=20,9 MWh). 28600 efficient households consume 28600x20,9=597740 MWh/year.
2.1.2. To renovate public buildings improving energy efficiency (62.000.000 eur) | 24800000 | 026- Energy efficiency renovation of public infrastructure, demonstration projects and supporting measures | 10628571.4286 | 35428571.4286 | 35428571.4286 | RCO 19 | Public buildings with improved energy performance | Whole Lithuania | CF | square metres | 0 | n/a | 10200 | 102000 | Supported projects | Rodikliai skaičiuojami su 70 proc. intensyvumu, išlaikant tą pačią finansavimo schemą kaip ir 2014-2020 m. Pagal 2014–2020 metų VP) įgyvendinimą ir gautų projektų informaciją, vid. investicijų poreikis pastato atnaujinimui siekia 345 Eur/m², tad su intervencijų kategorijai numatyta bendra lėšų suma, galima būtų atnaujinti apie 35428571 / 345 = ~ 102 tūkst. m²; Daroma prielaida, kad iki 2024 m. bus investuota apie 10 proc. lėšų ir atnaujinta apie 10,2 tūkst m²pastatų ploto. | According to 2014-2020 OP implementation data renovation costs of 1 m2 floor area of public building is 345 eur. With 35428571 EUR 102000 m2 floor area of public buildings could be renovated 35428571 /345 = ~ 102000 m². Milestone 2024: it is assumed that 10 percent of funds will be invested by 2024, then 10200 m2 floor area of public buildings could be renovated.
[6 empty] | RCR 26 | Annual primary energy consumption (of which: dwellings, public buildings, enterprises, other) | Whole Lithuania | CF | MWh/year | 22440 | 2019 | - | 15708 | Supported projects | Pradinė reikšmė: 102000 m2x220kWh/m²/metus= 22440MWh/metus (220 kWh/m²/metus - VšĮ LEA paskaičiuotas energijos sąnaudų vidurkis iš pastatų sertifikatų) . Galutinė reikšmė apskaičiuota, siekiant sutaupyti atnaujintuose pastatuose ne mažiau kaip 30 proc. (30 proc. įtvirtinta ir LRV viešųjų pastatų atnaujinimo programoje) pirminės energijos: 22440 x 70 % = 15 708 MWh/metus | Baseline calculation: 102000 m2 floor area of ineffiecient public buildings consume 22440MWh/year ( 22440MWh/year x220kWh/m²/year= 22440MWh/year, where 220 kWh/m2 - an average annual energy consumption of 1 m2 floor area of public building (data provided by Lithuanian Energy Agency) .Target 2029 calculation: according to 2014-2020 OP implementation after renovation public buildings cosume at least 30 percent less energy. Therefore 22440MWh/year x 70 % = 15 708 MWh/year.
[6 empty] | RCR 29 | Estimated greenhouse emissions | Whole Lithuania | CF | tons of CO2 eq/year | 2244 | 2019 | - | 1571 | Supported projects | Pradinė reikšmė: 22 440 000 kWh/metus x 0,1 kgCO2/kWh (taršos faktorius)= 2 244 000 kgCO2 ~ 2 244 tCO2/metus. GAlutinė reikšmė: 15 708 000x0,1 = 1 570 800 kgCO2/metus ~ 1571 tCO2/metus. | Baseline calculation: 22 440 000 kWh/year x 0,1 kgCO2/kWh (pollution factor for heat from DH according to Technical Regulation of Construction, Ministry of Environment)= 2 244 000 kgCO2 ~ 2 244 tCO2/year. Target 2029 calculation: 15 708 000x0,1 = 1 570 800 kgCO2/year ~ 1571 tCO2/year.
| 37200000 | 026- Energy efficiency renovation of public infrastructure, demonstration projects and supporting measures | 15942857.1429 | 53142857.1429 | 53142857.1429 | RCO 19 | Public buildings with improved energy performance | Midle-West Lithuania region | ERDF | square metres | 0 | n/a | 15500 | 155000 | Supported projects | Rodikliai skaičiuojami su 70 proc. intensyvumu, išlaikant tą pačią finansavimo schemą kaip ir 2014-2020 m.Pagal 2014–2020 metų VP) įgyvendinimą ir gautų projektų informaciją, vid. investicijų poreikis pastato atnaujinimui siekia 345 Eur/m², tad su intervencijų kategorijai numatyta bendra lėšų suma galima būtų atnaujinti apie 53142857,1/ 345 = ~ 155 tūkst. m²; Daroma prielaida, kad iki 2024 m. bus investuota apie 10 proc. lėšų ir atnaujinta apie 15,5 tūks. m² | According to 2014-2020 OP implementation data renovation costs of 1 m2 floor area of public building is 345 eur. With 53142857,1 EUR 155000 m2 floor area of public buildings could be renovated 53142857,1/ 345 = ~ 155000 m². Milestone 2024: it is assumed that 10 percent of funds will be invested by 2024, then 15500 m2 floor area of public buildings could be renovated.
[6 empty] | RCR 26 | Annual primary energy consumption (of which: dwellings, public buildings, enterprises, other) | Midle-West Lithuania region | ERDF | MWh/year | 34100 | 2019 | - | 23870 | Supported projects | Pradinė reikšmė yra 155 000 m2 x 220kWh/m²/metus = 34 100 MWh/metus. Galutinė reikšmė: apskaičiuota, siekiant sutaupyti atnaujintuose pastatuose ne mažiau kaip 30 proc. (30 proc. įtvirtinta ir LRV viešųjų pastatų atnaujinimo programoje) pirminės energijos: 34100 x 70 % = 23870 MWh/metus | Baseline calculation: 155000 m2 floor area of ineffiecient public buildings consume 22440 MWh/year (155000 m2 x 220kWh/m²/year = 34100 MWh/year, where 220 kWh/m2 - an average annual energy consumption of 1 m2 floor area of public building (data provided by Lithuanian Energy Agency) .Target 2029 calculation: according to 2014-2020 OP implementation after renovation public buildings cosume at least 30 percent less energy. Therefore 34100MWh/year x 70 % = 23870 MWh/year.
[6 empty] | RCR 29 | Estimated greenhouse emissions | Midle-West Lithuania region | ERDF | tons of CO2 eq/year | 3410 | 2019 | - | 2387 | Supported projects | Pradinė reikšmė: 34 100 000 kWh/metus x 0,1 kgCO2/kWh (pagal Aplinkos ministro patvirtintame Statybos techniniame reglamente (STR) įvardintą taršos faktorių šilumai iš CŠT) = 3 410 000 kgCO2 ~ 3410 tCO2/metus. Galutinė reikšmė: 23 870 000 x 0,1 = 2387000 kgCO2/metus ~ 2387 tCO2/metus. | Baseline calculation: 34 100 000 kWh/year x 0,1 kgCO2/kWh (pollution factor for heat from DH according to Technical Regulation of Construction, Ministry of Environment)= 2 244 000 kgCO2 ~ 2 244 tCO2/year. Target 2029 calculation: 23870 000 x 0,1 = 2387000 kgCO2/year ~ 2387 tCO2/year.
2.1.3. To improve energy efficiency in enterprises (24930585,7 eur) | 3493987.8 | 024- Energy efficiency and demonstration projects in SMEs and supporting measures | 1497423.3429 | 4991411.1429 | 4991411.1429 | RCR 26 | Annual primary energy consumption (of which: dwellings, public buildings, enterprises, other) | Whole Lithuania | CF | MWh/year | 7000 | 2019 | - | 5600 | Supported projects | SVĮ įmonės vidutiniškai sunaudoja (SVĮ įmones, nuo 30 iki 400 kW leistinosios naudoti elektros galios) 100 MWh/metus (ESo duomenys). Pagal Klimato kaitos programos įgyvendinimo rezultatus bei energijos vartojimo auditų ataskaitų įmonėse duomenų analizę, daroma prielaida, kad įgyvendinus energijos vartojimo audito ataskaitose nurodytas energijos efektyvumo priemones (įgyvendinus projektus), energijos efektyvumas vidutiniškai padidės 20 %. Pradinė reikšmė būtų (Įmonių skaičius*vidutinis įmonės suvartojimas)70x100. Siektina reikšmė būtų (Įmonių skaičius*vidutinis įmonės suvartojimas)- (Įmonių skaičius*vidutinis įmonės suvartojimas*efektyvumo padidėjimas)(70x100)-(70x100x0,2)=5600 MWh/metus | SME consumes an average 100 MWh/year (DSO provided data). It is assumed that having implemented all the EE measures, efficiency will increase by 20 %. Baseline calculation: 70 (number of entities)x100MWh/year=7000 MWh/year. Target 2029 calculation:7000-(70x100x0,2)=5600 MWh/year
[6 empty] | special output | Enterprises with improved energy performance | Whole Lithuania | CF | enterprises | 0 | n/a | 14 | 70 | Supported projects | Rodikliai skaičiuojami su 70 proc. intensyvumu, siekiant neviršyti valstybės pagalbos limitų MVĮ.Pagal Klimato kaitos programos priemonės "Privačių juridinių asmenų energijos vartojimo efektyvumo priemonių įgyvendinimas pagal energijos audito ataskaitas" faktinius rezultatus nustatyta, kad vidutiniškai SVĮ įmonės įgyvendinamo EE projekto kaina apie 72.000 EUR parama. Todėl darant tokią pačią prielaidą dėl skiriamų investicijų apimties SVĮ, pagerinume energijos efektyvumo rodiklius apie 70 įmonių (4991411/72000=~70). Darome prielaidą, kad iki 2024 m. investuosime 20 proc. lėšų, tad tarpinė reikšmė bus 70x0.2=14 įmonių | Calculation of indicators based on the 70 percent of funding intensity SME according to GBER. According to currently active Climate Change Program's measure which is devoted to private legal entities to implement EE measures proposed by energy audits, an average SME energy efficiency project costs ~72000 eur. With 4991411 eur 70 SME could be supported (4991411/72000=~70). We assume that that 20 percent of funds will be invested by 2024, so Milestone 2024 will be 70x0,2=14 SME with better energy efficiency. Seeking to calculate number of entities whose energy efficiency was improved special output indicator is proposed for this action.
| 6478246.5 | 024- Energy efficiency and demonstration projects in SMEs and supporting measures | 2776391.3571 | 9254637.8571 | 9254637.8571 | RCR 26 | Annual primary energy consumption (of which: dwellings, public buildings, enterprises, other) | Midle-West Lithuania region | ERDF | MWh/year | 12900 | 2019 | - | 10320 | Supported projects | SVĮ įmonės vidutiniškai sunaudoja (SVĮ įmones, nuo 30 iki 400 kW leistinosios naudoti elektros galios) 100 MWh/metus (ESo duomenys). Pagal Klimato kaitos programos įgyvendinimo rezultatus bei energijos vartojimo auditų ataskaitų įmonėse duomenų analizę, daroma prielaida, kad įgyvendinus energijos vartojimo audito ataskaitose nurodytas energijos efektyvumo priemones (įgyvendinus projektus), energijos efektyvumas vidutiniškai padidės 20 %. Pradinė reikšmė būtų (Įmonių skaičius*vidutinis įmonės suvartojimas) 129x100. Siektina reikšmė būtų (Įmonių skaičius*vidutinis įmonės suvartojimas)- (Įmonių skaičius*vidutinis įmonės suvartojimas*efektyvumo padidėjimas)(129x100)-(129x100x0,2)=10320 MWh/metus | SME consumes an average 100 MWh/year (DSO provided data). It is assumed that having implemented all the EE measures, efficiency will increase by 20 %. Baseline calculation: 129 (number of entities)x100MWh/year=12900 MWh/year. Target 2029 calculation:(129x100)-(129x100x0,2)=10320 MWh/year
[6 empty] | special output | Enterprises with improved energy performance | Midle-West Lithuania region | ERDF | enterprises | 0 | n/a | 25 | 129 | Supported projects | Rodikliai skaičiuojami su 70 proc. intensyvumu, siekiant neviršyti valstybės pagalbos limitų didelėms įmonėms.Pagal Klimato kaitos programos priemonės "Privačių juridinių asmenų energijos vartojimo efektyvumo priemonių įgyvendinimas pagal energijos audito ataskaitas" faktinius rezultatus nustatyta, kad vidutiniškai SVĮ įmonės įgyvendinamo EE projekto kaina apie 72.000 EUR. Todėl bus pagerinti energijos efektyvumo rodikliai apie 129 SVĮ. Formulė (9254638/72000=129). Iki 2024 m. planuotume investuoti apie 20 proc. lėšų, todėl tarpinė reikšmė būtų 129x0,2=25 įmonės | Calculation of indicators based on the 70 percent of funding intensity SME according to GBER. According to currently active Climate Change Program's measure which is devoted to private legal entities to implement EE measures proposed by energy audits, an average SME energy efficiency project costs ~72000 eur. With 9254638 eur 129 SME could be supported (9254638/72000=129). We assume that that 20 percent of funds will be invested by 2024, so Milestone 2024 will be 129x0,2=25 SME with better energy efficiency. Seeking to calculate number of entities whose energy efficiency was improved special output indicator is proposed for this action.
| 5235423 | 024b- Energy efficiency and demonstration projects in large enterprises and supporting measures | 5235423 | 10470846 | 10470846 | RCR 26 | Annual primary energy consumption (of which: dwellings, public buildings, enterprises, other) | Whole Lithuania | CF | MWh/year | 26000 | 2019 | - | 20800 | Supported projects | Didelės įmonės vidutiniškai sunaudoja (didelės įmonės, virš 400 kW leistinosios naudoti elektros galios) - 1000 MWh/metus (ESO informacija). Pagal Klimato kaitos programos įgyvendinimo rezultatus bei energijos vartojimo auditų ataskaitų įmonėse duomenų analizę, daroma prielaida, kad įgyvendinus energijos vartojimo audito ataskaitose nurodytas energijos efektyvumo priemones (įgyvendinus projektus) energijos efektyvumas vidutiniškai padidės 20 %. Pradinės reikšmė (Įmonių skaičius*vidutinis įmonės suvartojimas)26x1000. Siektina reikšmė (Įmonių skaičius*vidutinis įmonės suvartojimas)-(Įmonių skaičius*vidutinis įmonės suvartojimas*efektyvumo padidėjimas) (26x1000)-(26x1000x0,2)=20800MWh per metus | A large entity consumes an average 1000 MWh/year (DSO provided data). It is assumed that having implemented all the EE measures, efficiency will increase by 20 %. Baseline calculation: 48 (number of entities)x1000MWh/year=48000. Target 2029 calculation:(48x1000)-(48x1000x0,2)=38400 MWh/year
[6 empty] | special output | Enterprises with improved energy performance | Whole Lithuania | CF | enterprises | 0 | n/a | 5 | 26 | Supported projects | Rodikliai skaičiuojami su 50 proc. intensyvumu, siekiant neviršyti valstybės pagalbos limitų didelėms įmonėms.Pagal Klimato kaitos programos priemonės "Privačių juridinių asmenų energijos vartojimo efektyvumo priemonių įgyvendinimas pagal energijos audito ataskaitas" faktinius rezultatus nustatyta, kad didelės įmonės vidut. EE projektas siekia apie 400.000 EUR. Todėl bus pagerinti energijos efektyvumo rodikliai apie 26 įmonių. Formulė (10470846/400000=26). Iki 2024 m. planuotume investuoti apie 20 proc. lėšų, todėl tarpinė reikšmė būtų 26x0,2=5 įmonės | According to currently active Climate Change Program's measure devoted to private legal entities for the implementation of EE measures proposed by energy audits, an average financial support of 200000 eur are being invested into EE measures of a large enterprise. With 9,7 MEUR could be supported 5,2/0,2= 26 entities. We assume that that 20 percent of funds will be invested by 2024, so Milestone 2024 will be 26x0,2=5 large entities with better energy efficiency. Seeking to calculate number of entities whose energy efficiency was improved special output indicator is proposed for this action.
| 9722928.4 | 024b- Energy efficiency and demonstration projects in large enterprises and supporting measures | 9722928.4 | 19445856.8 | 19445856.8 | RCR 26 | Annual primary energy consumption (of which: dwellings, public buildings, enterprises, other) | Midle-West Lithuania region | ERDF | MWh/year | 48000 | 2019 | - | 38400 | Supported projects | Didelės įmonės vidutiniškai sunaudoja (didelės įmonės, virš 400 kW leistinosios naudoti elektros galios) - 1000 MWh/metus (ESO informacija). Pagal Klimato kaitos programos įgyvendinimo rezultatus bei energijos vartojimo auditų ataskaitų įmonėse duomenų analizę, daroma prielaida, kad įgyvendinus energijos vartojimo audito ataskaitose nurodytas energijos efektyvumo priemones (įgyvendinus projektus) energijos efektyvumas vidutiniškai padidės 20 %. Pradinės reikšmė (Įmonių skaičius*vidutinis įmonės suvartojimas) 48x1000. Siektina reikšmė: (Įmonių skaičius*vidutinis įmonės suvartojimas)-(Įmonių skaičius*vidutinis įmonės suvartojimas*efektyvumo padidėjimas) (48x1000)-(48x1000x0,2)=38400 MWh per metus | A large entity consumes an average 1000 MWh/year (DSO provided data). It is assumed that having implemented all the EE measures, efficiency will increase by 20 %. Baseline calculation: 48 (number of entities)x1000MWh/year=48000 MWh/year. Target 2029 calculation:(48x1000)-(48x1000x0,2)=38400 MWh/year
[6 empty] | special output | Enterprises with improved energy performance | Midle-West Lithuania region | ERDF | enterprises | 0 | n/a | 9 | 48 | Supported projects | Rodikliai skaičiuojami su 50 proc. intensyvumu, siekiant neviršyti valstybės pagalbos limitų didelėms įmonėms.Pagal Klimato kaitos programos priemonės "Privačių juridinių asmenų energijos vartojimo efektyvumo priemonių įgyvendinimas pagal energijos audito ataskaitas" faktinius rezultatus nustatyta, kad didelės įmonės vidut. EE projektas siekia apie 400.000 EUR. Todėl bus pagerinti energijos efektyvumo rodikliai apie 48 įmonių. Formulė (19445857/400000=48). Iki 2024 m. planuotume investuoti apie 20 proc. lėšų, todėl tarpinė reikšmė būtų 48x0,2=9 įmonės | According to currently active Climate Change Program's measure which is devoted to private legal entities to implement EE measures proposed by energy audits, an average energy efficiency project of a large enterprise costs ~400000 eur. With 19445857 eur 48 large entities could be supported: 19445857/400000=48 entities. We assume that that 20 percent of funds will be invested by 2024, so Milestone 2024 will be 48x0,2=9 large entities with better energy efficiency. Seeking to calculate number of entities whose energy efficiency was improved special output indicator is proposed for this action.
2.1.4. To improve energy efficiency of district heating, cooling and hot water supply systems and develop systems (26913232,1 eur) | 13456616.1 | 034- High efficiency co-generation, district heating and cooling | 13456616.1 | 26913232.2 | 26913232.2 | RCR 26 | Annual primary energy consumption (of which: dwellings, public buildings, enterprises, other) | Whole Lithuania | CF | MWh/year | 1591050 | 2019 | - | 1572300 | Supported projects | Rodiklio pradinė ir galutinė reikšmės sudaryta iš suvartojimo, diegiant šilumos apskaitos prietaisus bei karšto vandens skaitiklius ir iš suvartojimo, pritaikant CŠT tinklą žematemperatūriui režimui. 50 proc. numatytų lėšų (13.456.617,1 EUR) bus investuojama bendrai į CŠT efektyvinimą/pritaikymą žematemperatūriam darbo režimui. Investavus 13.456.617,1 EUR, pervesti prie žematemperatūrio režimo galima 30 km CŠT vamzdynų. Vadovaujantis VERT šilumos nuostolių skaičiuoklę, 1km sąlyginio vamzdyno perėjimas prie žematemperatūrinio šildymo taupo apie 100MWh energijos per metus, tad pritaikius 30 km vamzdyno žematemperatūriam režimui, kasmet būtų taupoma 100x30=3000 MWh. Pradinė reikšmė: Vadovaujantis LŠTA šilumos tiekimo įmonių ūkinės veiklos apžvalga 2019, 1 km CŠT vartoja (šilumos nuostoliai) 535 MWh/metus, iki modernizavimo 30 km suvartojo 30x535 =16050 MWh/ metus (2019 m.), o 2029 m. 30 km tinklo suvartos 16050-3000=13050 MWh/ metus. Įvadinė apskaita+karšto vandens skatikliai: pagal LŠTA statistiką 2019 m. per 10000 vnt. įvadinės apskaitos prietaisus praėjo apie 3 500 000 MWh šilumos kiekio vartotojams per metus nenuskaitant jos nuotoliniu būdu, t.y. pro 1 įvadinį šilumos apskaitos prietaisą praėjo vidut. 350 MWh šiluminės energijos per metus nenuskaitant jos nuotoliniu būdu. Investavus 13.456.617,1 EUR, būtų įdiegta 4500 vnt išmanių įvadinės šilumos apskaitos prietaisų ir 67250 vnt karšto vandens skaitiklių su nuotoliniu duomenu nuskaitymo funkcija. Įdiegus/modernizavus šilumos apskaitą bei atsiskaitomuosius karšto vandens skaitiklius su nuotoliniu duomenų nuskaitymu, bus sutaupoma apie 1 proc. pirminės energijos.Iki įdiegimo šilumos apskaitos prietaisų su nuotolinio nuskaitymo funkcija šilumos kiekis suvartojamas 4500x350=1 575 000 MWh/metus, siekiama reikšmė 2029 m. po įvadinės apskaitos modernizavimo ir atsiskaitomųjų skaitiklių įdiegimo būtų 1575000-15750=1559250 MWh/metus, kur sutaupymai (nuostolių sumažinimas) sudaro 1 proc., t.y. 15750 MWh /metus.Bendra pradinė reikšmė 16050+1575000=1 591 050 MWh/metus, bendra galutinė reikšmė 13050+1559250=1 572 300 MWh/metus. | 50 percent of funds (13.456.616,1 EUR) will be invested in the efficiency and adaptation of DH to low-temperature regime; 50 percent of funds (13.456.616,1 EUR) will be invested in the modernization of introductory heat metering devices and hot water meters. Baseline calculation: According to annual review prepared by Lithuanian District Heating Association on economic activity of heat supply companies in 2019 , 1 km of DH consumes (heat loss) 535 MWh /year, then 30 km consume 30x535=16050 MWh/year. An average 350 MWh of thermal energy per year has passed through 1 introductory heat meter without being read remotely. 1 575 000 MWh/year of energy has passed through 4500 introductory heat meter to consumers per year without remote reading. Total energy consumption 16050+1 575 000=1 591 050 MWh/year. Target 2029 calculation: according to heat loss calculator of National Energy Regulatory Council modernization/adaptation of 1 km of conditional pipeline to low-temperature regime save about 100 MWh of energy per year, so modernised 30 km of pipeline would save 100x30 = 3000 MWh/year primary energy annually, it means that consumption of 30 km modernised network will be 16050-3000 = 13050 MWh/year. The modernization of heat metering and hot water meters with remote data reading will save about 1 percent of primary energy consumption.So, having modernised 4500 meters energy consumption would reach 1575000-15750 = 1559250 MWh / year, where savings (loss reduction) makes up 1 percent, which is 15750 MWh / year. The total final value is 13050 + 1559250 = 1.572.300 MWh / year.
[6 empty] | RCO 20 | District heating and cooling network lines newly constructed and improved | Whole Lithuania | CF | km | 0 | n/a | 9 | 30 | Supported projects | Rodikliai skaičiuojami su 50 proc. intensyvumu, išlaikant tą pačią finansavimo schemą kaip ir 2014-2020 m.50 proc. Lėšų (13.456.617,1 EUR) bus investuojama į CŠT pritaikymą darbui žematemperatūriu režimu.Pagal vykdomus projektus vidut. 1 m. vamzdyno pritaikymo/modernizavimo darbų kaina - 450 eurų, tai už 13.456.617,1 EUR galima modernizuoti/pritaikyti 30 km CŠT vamzdyno. Darom prielaidą, kad iki 2024 m. bus investuota 30 proc. lėšų, tad bus modernizuota 9 km. | 50 percent Funds (13.456.617,1 EUR) will be invested in the adaptation of DH to work in low temperature regime. According to Lithuanian District Heating Association, an average costs of 1 m DH pipeline modernization/adaptation to low temperature regime is 450 EUR, therefore 30 km of DH pipeline could be modernised for 13.456.617,1 EUR. We assume that by 2024, 30 percent of the funds will be invested, so 9 km will be modernized.
[6 empty] | special output | Installed meters with remote data reading for heat, cool, hot water | Whole Lithuania | CF | vnt. | 0 | n/a | 21525 | 71750 | Supported projects | 50 proc. numatytų lėšų (13,45 MEUR) bus investuojama bendrai į šilumos, karšto vandens apskaitos prietaisų modernizavimą ir valdymo sistemas. Daroma prielaida, kad po 50 proc. (po 6,725 MEUR) investicijų bus skirta šilumos apskaitos modernizavimui ir karšto vandens skaitiklių modernizavimui. Vadovaujantis LŠTA duomenimis, 1 įvadinio šilumos skaitiklio įrengimas/modernizavimas su visa nuotoline sistema kainuoja apie 1500 eur, karšto vandens skaitiklio įrengimas su visa nuotoline sistema kainuoja 100 eurų. Tad iki 2029 m. bendrai galima įrengti/modernizuoti (6725000/1500)+(6725000/100)=71750 vnt. Daroma prielaida, kad iki 2024 m. bus investuota apie 30 proc. lėšų, atitinkamai bus įrengta apie (71750x0,3)=21525 vnt. | 50 percent of the planned funds (13.456.617,1 EUR) will be invested in the modernization of heat and hot water metering devices and management systems. It is assumed that 50 percent (6,725 MEUR each) will be used for the modernization of heat metering and 50 percent for the modernization of hot water meters. According to the data of LŠTA, installation / modernization of 1 introductory heat meter with the whole remote system costs about 1500 euros, installation of hot water meter with the whole remote system costs 100 euros. So until 2029. can be installed / modernized in total (6725000/1500) + (6725000/100) = 71750 pcs. It is assumed that by 2024, about 30 percent of the funds will be invested, respectively, about (71750x0.3) = 21525 units will be installed.Seeking to calculate number of modernised meters which have remote system special output indicator is proposed for this action.
| 13456617.1 | 034- High efficiency co-generation, district heating and cooling | 13456617.1 | 26913234.2 | 26913234.2 | RCR 26 | Annual primary energy consumption (of which: dwellings, public buildings, enterprises, other) | Midle-West Lithuania region | ERDF | MWh/year | 1591050 | 2019 | - | 1572300 | Supported projects | Rodiklio pradinė ir galutinė reikšmės sudaryta iš suvartojimo, diegiant šilumos apskaitos prietaisus bei karšto vandens skaitiklius ir iš suvartojimo, pritaikant CŠT tinklą žematemperatūriui režimui. 50 proc. numatytų lėšų (13,45 MEUR) bus investuojama bendrai į CŠT efektyvinimą/pritaikymą žematemperatūriam darbo režimui. Investavus 13,45 MEUR, pervesti prie žematemperatūrio režimo galima 30 km CŠT vamzdynų. Vadovaujantis VERT šilumos nuostolių skaičiuoklę, 1km sąlyginio vamzdyno perėjimas prie žematemperatūrinio šildymo taupo apie 100MWh energijos per metus, tad pritaikius 30 km vamzdyno žematemperatūriam režimui, kasmet būtų taupoma 100x30=3000 MWh. Pradinė energijos suvartojimo reikšmė: Vadovaujantis LŠTA šilumos tiekimo įmonių ūkinės veiklos apžvalga 2019, 1 km CŠT vartoja (šilumos nuostoliai) 535 MWh/metus, iki modernizavimo 30 km suvartojo 30x535 =16050 MWh/ metus (2019 m.), o 2029 m. 30 km tinklo suvartos 16050-3000=13050 MWh/ metus. Įvadinė apskaita+karšto vandens skatikliai: Pradinės reikšmės skaičiavimas: pagal LŠTA statistiką 2019 m. per 10000 vnt. įvadinės apskaitos prietaisus praėjo apie 3 500 000 MWh šilumos kiekio vartotojams per metus nenuskaitant jos nuotoliniu būdu, t.y. pro 1 įvadinį šilumos apskaitos prietaisą praėjo vidut. 350 MWh šiluminės energijos per metus nenuskaitant jos nuotoliniu būdu. Investavus 13,45 MEUR, būtų įdiegta 4500 vnt išmanių įvadinės šilumos apskaitos prietaisų ir 67250 vnt karšto vandens skaitiklių su nuotoliniu duomenu nuskaitymo funkcija. Įdiegus/modernizavus šilumos apskaitą bei atsiskaitomuosius karšto vandens skaitiklius su nuotoliniu duomenų nuskaitymu, bus sutaupoma apie 1 proc. pirminės energijos.Iki įdiegimo šilumos apskaitos prietaisų su nuotolinio nuskaitymo funkcija šilumos kiekis suvartojamas 4500x350=1 575 000 MWh/metus, siekiama reikšmė 2029 m. po įvadinės apskaitos modernizavimo ir atsiskaitomųjų skaitiklių įdiegimo būtų 1575000-15750=1559250 MWh/metus, kur sutaupymai (nuostolių sumažinimas) sudaro 1 proc., t.y. 15750 MWh /metus.Bendra pradinė reikšmė 16050+1575000=1 591 050 MWh/metus, bendra galutinė reikšmė 13050+1559250= 1 572 300 MWh/metus. | 50 percent of funds (13.456.616,1 EUR) will be invested in the efficiency and adaptation of DH to low-temperature regime; 50 percent of funds (13.456.616,1 EUR) will be invested in the modernization of introductory heat metering devices and hot water meters. Baseline calculation: According to annual review prepared by Lithuanian District Heating Association on economic activity of heat supply companies in 2019 , 1 km of DH consumes (heat loss) 535 MWh /year, then 30 km consume 30x535=16050 MWh/year. An average 350 MWh of thermal energy per year has passed through 1 introductory heat meter without being read remotely. 1 575 000 MWh/year of energy has passed through 4500 introductory heat meter to consumers per year without remote reading. Total energy consumption 16050+1 575 000=1 591 050 MWh/year. Target 2029 calculation: according to heat loss calculator of National Energy Regulatory Council modernization/adaptation of 1 km of conditional pipeline to low-temperature regime save about 100 MWh of energy per year, so modernised 30 km of pipeline would save 100x30 = 3000 MWh/year primary energy annually, it means that consumption of 30 km modernised network will be 16050-3000 = 13050 MWh/year. The modernization of heat metering and hot water meters with remote data reading will save about 1 percent of primary energy consumption.So, having modernised 4500 meters energy consumption would reach 1575000-15750 = 1559250 MWh / year, where savings (loss reduction) makes up 1 percent, which is 15750 MWh / year. The total final value is 13050 + 1559250 = 1.572.300 MWh / year.
[6 empty] | RCO 20 | District heating and cooling network lines newly constructed and improved | Midle-West Lithuania region | ERDF | km | 0 | n/a | 9 | 30 | Supported projects | Rodikliai skaičiuojami su 50 proc. paramos intensyvumu, išlaikant tą pačią finansavimo schemą pareiškėjams, kaip ir 2014-2020 m. 50 proc. Lėšų (13.456.617,1 EUR) bus investuojama į CŠT pritaikymą darbui žematemperatūriu režimu.Pagal vykdomus projektus vidut. 1 m. vamzdyno pritaikymo/modernizavimo darbų kaina - 450 eurų, tai už 13.456.617,1 EUR galima modernizuoti/pritaikyti 30 km CŠT vamzdyno. Darom prielaidą, kad iki 2024 m. bus investuota 30 proc. lėšų, tad bus modernizuota 9 km. | Calculation of indicators based on 50 percent fund intensity to maintain the same financial model as in 2014-2020 for district heating sector. 50 percent funds (13.456.617,1 EUR) will be invested in the adaptation of DH to work in low temperature regime. According to the ongoing projects in district heating sector, the average costs of 1 m pipeline modernization is 450 EUR. Therefore with 13.456.617,1 EUR 30 km of DH pipeline could be modernized/adapted. We assume that by 2024, 30 percent of the funds will be invested, so 9 km will be modernized.
[6 empty] | special output | Installed meters with remote data reading for heat, cool, hot water | Midle-West Lithuania region | ERDF | units | 0 | n/a | 21530 | 71768 | Supported projects | 50 proc. numatytų lėšų (13.456.617,1 EUR) bus investuojama bendrai į šilumos, karšto vandens apskaitos prietaisų modernizavimą ir valdymo sistemas. Daroma prielaida, kad po 50 proc. (po 6,728308,55 MEUR) investicijų bus skirta šilumos apskaitos modernizavimui ir karšto vandens skaitiklių modernizavimui. Vadovaujantis LŠTA duomenimis, 1 įvadinio šilumos skaitiklio įrengimas/modernizavimas su visa nuotoline sistema kainuoja apie 1500 eur, karšto vandens skaitiklio įrengimas su visa nuotoline sistema kainuoja 100 eurų. Tad iki 2029 m. bendrai galima įrengti/modernizuoti (6728308,55/1500) + (6728308,55/100) = 71768 vnt. Daroma prielaida, kad iki 2024 m. bus investuota apie 30 proc. lėšų, atitinkamai bus įrengta apie (71768x0,3)=21530 vnt. | 50 percent of funds (13.456.617,1 EUR) will be invested in the modernization of heat and hot water metering devices and management systems. It is assumed that 50 percent (6,728308,55 MEUR) will be used for the modernization of heat metering and 50 percent (6,728308,55 MEUR) for the modernization of hot water meters. According to the data provide by LDHA, installation/ modernization of 1 introductory heat meter with the whole remote system costs about 1500 euros, installation of hot water meter with the whole remote system costs 100 euros. With investment of 13.456.617,1 EUR total number of devices (6728308,55/1500) + (6728308,55/100) = 71768 pcs. could be installed / modernized. It is assumed that by 2024, about 30 percent of the funds will be invested, respectively, about (71768x0,3) = 21530 units will be installed.Seeking to calculate number of modernised meters which have remote system special output indicator is proposed for this action.
Indicator's code | Indicator's name | Measurement unit | Baseline | Region Category | Fund | Baseline year | Milestone 2024 | Target 2029
RCO 18 | Dwellings with improved energy performance | dwellings | 0 | whole Lithuania | CF |  | 4620 | 15400
RCO 18 | Dwellings with improved energy performance | dwellings | 0 | Vidurio ir Vakarų Lietuvos regionas | ERDF |  | 8580 | 28600
RCO19 | Public buildings with improved energy performance | m2 | 0 | whole Lithuania | CF |  | 10200 | 102000
RCO19 | Public buildings with improved energy performance | m2 | 0 | Midle-West Lithuania region | ERDF |  | 15500 | 155000
RCO 20 | District heating and cooling network lines newly constructed and improved | km | 0 | whole Lithuania | CF |  | 9 | 30
RCO 20 | District heating and cooling network lines newly constructed and improved | km | 0 | Midle-West Lithuania region | ERDF |  | 9 | 30
RCR 26 | Annual primary energy consumption (of which: dwellings, public buildings, enterprises, other) | MWh/year | 2667202 | whole Lithuania | CF | 2019 | n/a | 1936268
RCR 26 | Annual primary energy consumption (of which: dwellings, public buildings, enterprises, other) | MWh/year | 3581658 | Midle-West Lithuania region | ERDF | 2019 | n/a | 2242630
RCR 29 | Estimated greenhouse emissions | tons of CO2 eq/year | 2244 | whole Lithuania | CF | 2019 | n/a | 1571 | 673
RCR 29 | Estimated greenhouse emissions | tons of CO2 eq/year | 3410 | Midle-West Lithuania region | ERDF | 2019 | n/a | 2387 | 1023
special output | Installed meters with remote data reading for heat, cool, hot water | units | 0 | whole Lithuania | CF |  | 21525 | 71750
special output | Installed meters with remote data reading for heat, cool, hot water | units | 0 | Midle-West Lithuania region | ERDF |  | 21530 | 71768
special output | Enterprises with improved energy performance | Enterprises | 0 | whole Lithuania | CF |  | 19 | 96
special output | Enterprises with improved energy performance | Enterprises | 0 | Midle-West Lithuania region | ERDF |  | 34 | 177
Note on D5: [Threaded comment] Your version of Excel allows you to read this threaded comment; however, any edits to it will get removed if the file is opened in a newer version of Excel. Learn more: https://go.microsoft.com/fwlink/?linkid=870924 Comment: administrative costs ar not included into calculation of co financing rate
Note on D17: [Threaded comment] Your version of Excel allows you to read this threaded comment; however, any edits to it will get removed if the file is opened in a newer version of Excel. Learn more: https://go.microsoft.com/fwlink/?linkid=870924 Comment: preliminariai paramos intensyvumas 70 proc.
Note on D21: [Threaded comment] Your version of Excel allows you to read this threaded comment; however, any edits to it will get removed if the file is opened in a newer version of Excel. Learn more: https://go.microsoft.com/fwlink/?linkid=870924 Comment: preliminariai paramos intensyvumas 70 proc.
Note on D25: [Threaded comment] Your version of Excel allows you to read this threaded comment; however, any edits to it will get removed if the file is opened in a newer version of Excel. Learn more: https://go.microsoft.com/fwlink/?linkid=870924 Comment: preliminariai 50 proc. paramos intensyvumas

## 2PO 2.2 (eng) (hidden)
Konkretus uždavinys – 2.2. Skatinti naudoti atsinaujinančiąją energiją
Action | Total allocation of action level (indicated) | Intervention field |  |  | allocation 2021- 2027 used for calculation of 2029 target | Indicator |  | Region category | Fund | Measurement unit | Rodiklio pradinė |  | Milestone 2024 | Target 2029 | Data source | Rodiklio siektinų reikšmų apskaičiavimo metodika | Indicators' calculation method
|  | code and name | co-financing rate (Eur.) | Finansinė proporcija (EU+ nacionalinis), Eur |  | Code | Name |  |  |  | value | year
2.2.1. To promote electricity generation from RES and energy storage solutions in households (104.501.024,2 eur) | 1045010.2 | 028 - Renewable energy - wind | 3552759.1773 | 4597769.3773 | 4597769.3773 | special output | Energy storage solutions | Whole Lithuania | CF | MWh | 0 | n/a | 1.26 | 4.2 | Supported projects | Veiklai rodiklių skaičiavimai atlikti su 22 proc. paramos intensyvumu, siekiant išlaikyti tą pačią pasiteisinusią finansavimo schemą kaip ir 2014-2020 m. perspektyvoje saulės elektrinėms. Darom prielaidą, kad administravimo išlaidos sudarys 4,11 proc. t.y. tiek pat, kiek 2014-2020 VP saulės elektrinėms ir jos išeliminuojamos iš rodiklių skaičiavimo.Nuo likusių kategorijai skirtų lėšų 30 proc. numatoma skirti energijos, pagamintos vėjo elektrinėse, saugojimui: 4597769,38x0,3=1379330,8 eur. Vidut. kaina kWh saugojimo apie 330 eur (330000 eur/MWh https://www.irena.org/-/media/Files/IRENA/Agency/Publication/2017/Oct/IRENA_Electricity_Storage_Costs_2017_Summary.pdf Už 1379330,8 eur bus galima saugoti 1,3793308 MEUR/0,33eur/MWh=~4,2 MWh. Darom prielaidą, kad iki 2024 m.bus investuota 30 proc., tuomet 4,2x0,3 =1,26 MWh Veiklai tiktų RCO105 rodiklis, tačiau jo taikymas numatytas tik 3 uždavinyje. Kadangi šioje veikloje kartu su AEI elektrinių įrengimo skatinimu bus investuojama ir į energijos saugojimą, tad siekiant nedidinti administracinės naštos namų ūkiams, įvestas analogiškas RCO105 nac. rodiklis. | Calculation of indicators based on 22 percent of funding intensity to maintain the same funding level as for solar energy during 2014-2020. We assume that administrative costs will be similar as for solar power plants projects administration in 2014-2020 OP (4,11 percent) and those costs are not included in the calculation of indicators (1045010,2-(1045010,2 x0,0411). Target 2029: 30 percent funds (4597769,38x0,3=1379330,8 eur) will be allocated to energy storage. An average 1 kWh storage capacity cost about 330 eur (1 MWh=330000 eur, https://www.irena.org/-/media/Files/IRENA/Agency/Publication/2017/Oct/IRENA_Electricity_Storage_Costs_2017_Summary.pdf ). Then with 1379330,8 eur would be possible to store 1,3793308 MEUR/0,33eur/MWh=~4,2 MWh. Milestone 2024: we assume that 30 percent funds will be invested by 2024, then 4,2x0,3 =1,26 MWh could be stored by 2024. Since RCO105 indicator could be applied only for 2PO2.3, then special output indicator for energy storage (identical to RCO105) proposed for 2PO 2.2 actions. We seek to promote prosumers to use RES and energy storage solutions as a package (separate options will also be available).
[6 empty] | RCO 22 | Additional production capacity for renewable energy (of which: electricity, thermal) | Whole Lithuania | CF | MW electricity | 0 | n/a | 0.48 | 1.6 | Supported projects | Darom prielaidą, kad administravimo išlaidos sudarys 4,11 proc. t.y. tiek pat, kiek 2014-2020 VP saulės elektrinėms ir jos išeliminuojamos iš rodiklių skaičiavimo. Bus investuojama 70 proc. (4.597.769,38x0,7=3218438,6 eur) kategorijai skirtų lėšų vėjo jėgainių įrengimui namų ūkių poreikiams. Remiantis viešai prieinamomis ataskaitomis apie vėjo elektrinių kainas, nustatyta, kad vidutinė mažų pajėgumų kaina sudaro apie 2000/kW. Už 3218438,6 eur bus galima įrengti apie 3218438,6 eur /2000/1000 =~1,6MWe. Darant prielaidą, kad iki 2024 metų pab. bus skirta apie 30 proc. lėšų, tad būtų įrengta apie 0,48 MWe. | Target 2029: 70 percent funds (4750046,36x0,7=3325032,45 eur) will be allocated to energy storage. Installation of 1 kW small scale wind power plant (wind PP) costs an average about 2000 eur (publicly available information on internet).We assume that administrative costs will be same (4,11 percent, (1045010 eur x 0,7x 0,0411)=~30065 eur) as for solar energy during 2014-2020. Then with 3325032,45-30065=3294967,45 eur would be possible to install 3294967,4/2000/1000 =~1,65MWe of wind PP.Milestone 2024: we assume that 30 percent funds will be invested by 2024, then 1,65x0,3=0,49 MWe of wind PP could be installed.
[6 empty] | RCR29 | Estimated greenhouse emissions | Whole Lithuania | CF | tons of CO2 eq/year | 860 | 2019 | - | 0 | Supported projects | Pradinė CO2 reikšmė: Vadovaujantis laisvai prieinama tech. informacija internete, 10 kW vėjo elektrinė (namų ūkių poreikiams) per metus pagamina 12800 kWh arba 1 MW - 1280 MWh/metus, tad 1,6 MW vėjo pagamins 1,6 MW x 1280 MWh/per metus =~2048 MWh/metus. CO2 bus 2048 x0,42 tCO2/MWh (elektros energijos taršos faktorius) = ~860 tCO2ekv./metus. Galutinė reikšmė: 0 | Baseline: 1MW small scale wind power plant generates 1280MWh/year, then 1,6 MW wind PP would generate 1,6 MWx1280 MWh/year. = ~2048 MWh/year. CO2 will be 2048 x0,42 tCO2/MWh (electricity pollution factor according to Technical Regulation of Construction, MInistry of Environment) = ~860 tCO2 eq/year. Target 2029: 2048 x 0 tCO2/MWh ( wind energy pollution factor according to Technical Regulation of Construction, MInistry of Environment) = 0.
| 103456013.6 | 029 - Renewable energy - solar | 351723171.4728 | 455179185.0728 | 455179185.0728 | special output | Energy storage solutions | Whole Lithuania | CF | MWh | 0 | n/a | 41.5 | 138 | Supported projects | Veiklai tiktų RCO105 rodiklis, tačiau jo taikymas numatytas tik 3 uždavinyje. Kadangi šioje veikloje kartu su AEI elektrinių įrengimo skatinimu bus investuojama ir į energijos saugojimą, tad siekiant nedidinti administracinės naštos namų ūkiams, įvestas analogiškas RCO105 nac. rodiklis šiame uždavinyje. Veiklai rodiklių skaičiavimai atlikti su 22 proc. paramos intensyvumu, siekiant išlaikyti tą pačią pasiteisinusią finansavimo schemą kaip ir 2014-2020 m. perspektyvoje bei siekiant paskatinti kuo daugiau gaminančių vartotojų. Energijos, pagamintos saulės elektrinėse, saugojimui numatoma skirti 10 proc. (455.179.185,07x0,1 =45.517.918,5 eur) finansavimo nuo kategorijai skirtų lėšų. Vidut. kaina kWh saugojimo apie 330 eur (330000 eur/MWh https://www.irena.org/-/media/Files/IRENA/Agency/Publication/2017/Oct/IRENA_Electricity_Storage_Costs_2017_Summary.pdf Darome prielaidą, kad administravimo išlaidos saulės energijos saugojimo projektams tokios pat kaip 2014-2020 VP saulės elektrinių diegimui - 4,11 proc. ir jos išeliminuojamos iš rodiklių skaičiavimo. Už 45.517.918,5 eur bus galima saugoti 45,5179185 MEUR/0,33 MEUR/MWh=~138 MWh. Darom prielaidą, kad iki 2024 m.bus investuota 30 proc., tuomet galima sukurti talpyklų, saugojančių 138,2x0,3 =~41,5 MWh | Calculation of indicators based on 22 percent of funding intensity to maintain the same funding model as for small scale solar power plants promotion in 2014-2020 OP. Target 2029: 10 percent funds (455.179.185,07x0,1 =45.517.918,5 eur) will be allocated to storage of energy produced in solar power plants.An average 1 kWh storage capacity costs about 330 eur (1 MWh=330000 eur, https://www.irena.org/-/media/Files/IRENA/Agency/Publication/2017/Oct/IRENA_Electricity_Storage_Costs_2017_Summary.pdf ). We assume that administrative costs will be the same as in 2014-2020 OP for solar PP projects' administration 4,11 percent and those costs are not included int calculation of indicators. With 455179185 eur would be possible to store 45,5179185 MEUR/0,33 MEUR/MWh=~138 MWh energy produced by solar PP. Milestone 2024: we assume that 30 percent funds will be invested by 2024, then 138,2x0,3 =~41,5 MWh could be stored by 2024. Since RCO105 indicator could be applied only for 2PO2.3, then special output indicator for energy storage (identical to RCO105) proposed for 2PO 2.2 actions. We seek to promote prosumers to use RES and energy storage solutions as a package (separate options will also be available).
[6 empty] | RCO 22 | Additional production capacity for renewable energy (of which: electricity, thermal) | Whole Lithuania | CF | MW electricity | 0 | n/a | 84 | 279 | Supported projects | Veiklai rodiklių skaičiavimai atlikti su 22 proc. paramos intensyvumu, siekiant išlaikyti tą pačią pasiteisinusią finansavimo schemą kaip ir 2014-2020 m. perspektyvoje bei siekiant paskatinti kuo daugiau gaminančių vartotojų. Darom prielaidą, kad administravimo išlaidos sudarys 4,11 proc. t.y. tiek pat, kiek 2014-2020 VP saulės elektrinėms ir jos išeliminuojamos iš rodiklių skaičiavimo.Saulės elektrinių namų ūkiams įrengimui/įsigijimui bus skiriama 90 proc. kategorijos lėšų (455.179.185,07x0,9 =409.661.266,56 eur). Už 409.661.266,56 eur bus galima įdiegti 409.661.266,56/1467,78/1000=~279 MWe, kur 1 kW saulės jėgainės įrengimo kaina yra 1467,78 Eur (pagal 2014-2020 m. VP 114,115 priemonių įkainį, nustatytą VšĮ ESFA). Iki 2024 m., darant prielaidą, kad investuota 30 proc. lėšų, gali būti įrengta apie 279x0,3= ~84 MWe. | Calculation of indicators based on 22 percent of funding intensity to maintain the same funding model as in 2014-2020 OP.We assume that administrative costs will be the same as in 2014-2020 OP for solar PP projects' administration 4,11 percent and those costs are not included int calculation of indicators. Target 2029: 90 percent funds(455.179.185,07x0,9 =409.661.266,56 eur) will be allocated to installation of small scale solar power plants (solar PP). An average installation of 1 kW solar PP costs 1467,78 eur ( according to fixed rate study under 2014-2020 OP).With 409.661.266,56 eur would be possible to install 409.661.266,56 eur /1467,78/1000=~279 MWe of solar PP.Milestone 2024: we assume that 30 percent funds will be invested by 2024, then 279x0,3= ~84 MWe. of solar PP could be installed.
[6 empty] | RCR29 | Estimated greenhouse emissions | Whole Lithuania | CF | tons of CO2 eq/year | 120120 | 2020 | - | 0 | Supported projects | Pradinė CO2 reikšmė: ESO duomenimis vidut. 1 MW saulės elektrinės pagamina apie 1000 MWh/metus, tai iki 2029 m. su 279 MW bus pagaminta 279 x1000= 279000 MWh/metus, CO2 bus 279000 MWh/metus x0,42 tCO2/MWh (elektros energijos taršos faktorius) = 117180 tCO2ekv./metus. | Baseline: 1MW small scale solar PP generates 1000MWh/year, then 279 MW would generate 279000 MWh/year. 279000 MWh/year x0,42 tCO2/MWh (electricity polution factor according to Technical Regulation of Buildings) = 117180 tCO2ekv./year. Target 2029: 279000x0=0, because solar energy pollution factor is 0.
2.2.2. To promote heat generation from RES in households (37.128.568,1 eur) | 18564284.1 | 030 - Renewable energy - biomass | 17801292.0235 | 36365576.1235 | 36365576.1235 | RCO 22 | Additional production capacity for renewable energy (of which: electricity, thermal) | Whole Lithuania | CF | MW thermal | 0 | n/a | 69 | 230 | Supported projects | Skaičiavimuose taikomas paramos intensyvumas 50 proc., siekiant išlaikyti tokį patį finansavimo modelį kaip ir 2014-2020 m. Darom prielaidą, kad administravimo išlaidos sudarys 4,11 proc. t.y. tiek pat, kiek 2014-2020 VP katilų keitimui ir jos išeliminuojamos iš rodiklių skaičiavimo. Pagal 2014–2020 metų VP priemonės „Katilų keitimas namų ūkiuose“ faktinius rezultatus, statomų biokuro katilų vidut. galia 19 kW ir kaina apie 3000 EUR (1kW=150 eurų, ESFA fiksuotų įkainių studija). Tad investavus 36365576,12 EUR,galima būtų įrengti apie 36365576,12/3000=~12122 įrenginių, kurių bendras pajėgumas būtų 12122x19kW/1000=~230 MWš. Daroma prielaida, kad iki 2024 m. bus investuota apie 30 proc. lėšų, tad galima būtų įrengti apie 69 MWš. | Calculation of indicators based on the 50 percent of funding intensity to maintain the same financial model as in 2014-2020. We assume that administrative costs will be similar as for boilers' replacement projects administration in 2014-2020 OP and those costs are not included in the calculation of indicators. According to 2014-2020 OP implementation results, an average installed capacity of biomass boiler for one household reaches 19 kW with the price of 3000 eur (1kW=150 eur according to flat rate study prepared by ESFA). Then with the allocated investment 36365576,12/3000=~12122 efficient biomass boilers would be installed whose capacity will be 12122x19 kW/1000=~230 MWt. We assume that 30 percent of funds will be invested by 2024, then milestone will be 230x0,3=69 MWt
[6 empty] | RCR29 | Estimated greenhouse emissions | Whole Lithuania | CF | tons of CO2 eq/year | 289241 | 2019 | - | 16069 | Supported projects | Pradinė CO2 reikšmė: 1 iškastinio kuro katilas (vidut. apie 20 kW katilas namų ūkiui) sunaudoja 5,7 TNE/metus (1 TNE = 11,628 MWh konversijos koeficientas), tai sudaro 66,28 MWh energijos. 12122 įrenginiai suvartoja 12122x66,28 =~ 803 446 MWh/metus. CO2 kiekis skaičiuojamas 803 446 MWh/metus x 0,36 tCO2/MWh (iškastinio kuro taršos faktorius pagal Aplinkos ministro patvirtintą Statybos techninį reglamentą(STR))= 289241 tCO2 ekv. /metus. Galutinė CO2 reikšmė: 1 efektyvus naujas biokuro katilas sunaudoja dvigubai mažiau 2,85 TNE/metus, t.y. 2,85x11,628=33,14 MWh energijos, todėl 12122 nauji įrenginiai suvartotų apie 401723 MWh/metus. CO2 kiekis 401723 MWh/metus x 0,04 tCO2/MWh (taršos faktorius biokurui pagal STR) = 16069 tCO2 ekv. /metus. | Baseline: According to Lithuania's Climate Change Program data fossil fuel boiler consumes an average 5,7 toe of primary energy or 66,28 MWh (5,7x11,628=66,28 MWh, where 1 toe = 11,628 MWh (conversion factor). 12122 boilers consume 12122x66,28=803446 MWh/year primary energy and CO2 will be 803 446 MWh/year x 0,36 tCO2/MWh= 289241 tCO2 ekv. /year (where 0,36tCO2/MWh - pollution factor for fossil fuel, Technical Regulation of Construction (Ministry of Environment)). Target 2029 calculation: efficient biomass boiler consumes 2 times less energy 2,8 toe or 33,14 MWh. 12122 biomass boilers consume 12122x33,14=401723 MWh/year. CO2 will be 401723 MWh/year x 0,04 tCO2/MWh (pollution factor for biomass according to TRC, MInistry of Environment) = 16069 tCO2 ekv. /year.
| 18564284 | 032 - Other renewable energy (including geothermal) | 17801291.9276 | 36365575.9276 | 36365575.9276 | RCR29 | Estimated greenhouse emissions | Whole Lithuania | CF | tons of CO2 eq/year | 144620 | 2019 | - | 20696 | Supported projects | Pradinė CO2 reikšmė: 1 iškastinio kuro katilas (vidut. apie 20 kW katilas namų ūkiui) sunaudoja 5,7 TNE/metus (1 TNE = 11,628 MWh konversijos koeficientas), tai sudaro 66,28 MWh energijos. Seni 6061 katilai suvartoja 6061x66,28 =~ 401723 MWh/metus. CO2 kiekis skaičiuojamas 401723 MWh/metus x 0,36 tCO2/MWh (iškastinio kuro taršos faktorius pagal AM patvirtintą STR)= 144620 tCO2 ekv. /metus. Galutinė CO2 reikšmė:1 šilumos siurblys sunaudoja 0,7 TNE/metus, t.y. 8,13 MWh energijos, tai 6061 nauji šilumos siurbliai suvartos 6061x8,13= 49276 MWh/metus. CO2 kiekis bus 49276x 0,42 tCO2/MWh (taršos faktorius elektrai pagal STR)=20696 tCO2 ekv./metus. | Baseline: According to Lithuania's Climate Change Program data fossil fuel boiler consumes an average 5,7 toe of primary energy or 66,28 MWh (5,7x11,628=66,28 MWh, where 1 toe = 11,628 MWh (conversion factor). 6061 fossil fuel boilers consume 6061x66,28 =~ 401723 MWh/year of primary energy and CO2 will be 401723 MWh/year x 0,36 tCO2/MWh = 144620 tCO2 ekv./year (where 0,36tCO2/MWh - pollution factor for fossil fuel, Technical Regulation of Construction (Ministry of Environment)). Target 2029 calculation: efficient heat pump consumes 0,7 toe or 8,13 MWh (data from 2014-2020 OP). 6061 heat pumps consume 6061x8,13= 49276 MWh/year. CO2 will be 49276x 0,42 tCO2/MWh (pollution factor for electricity according to TRC, MInistry of Environment) = 20696 tCO2 ekv./year.
[6 empty] | RCO 22 | Additional production capacity for renewable energy (of which: electricity, thermal) | Whole Lithuania | CF | MW thermal | 0 | n/a | 16 | 55 | Supported projects | Skaičiavimuose taikomas paramos intensyvumas 50 proc., siekiant išlaikyti tokį patį finansavimo modelį kaip ir 2014-2020 m. Pagal 2014–2020 metų VP priemonės „Katilų keitimas namų ūkiuose“ faktinius rezultatus, įrengiamų šilumos siurblių vidut. galia 9 kW ir kaina apie 6000 EUR (1kW=670 eurų). Tad investavus 36365575,93 EUR, galima būtų įrengti apie 36365575,93/6000=~6061 šilumos siurblių, kurių bendras pajėgumas būtų 6061x9kW/1000=~55 MWš. Daroma prielaida, kad iki 2024 m. bus investuota apie 30 proc. lėšų, tad galima būtų įrengti apie 16 MWš. | Calculation of indicators based on the 50 percent of funding intensity to maintain the same financial model as in 2014-2020. We assume that administrative costs will be similar as for boilers' replacement projects administration in 2014-2020 OP and those costs are not included in the calculation of indicators. According to 2014-2020 OP implementation results, an average installed capacity of heat pump for one household reaches 9 kW with the price of 6000 eur (1kW=670 eur according to flat rate study prepared by ESFA). We assume that administrative costs will be 4,11 percent,Then with the allocated investment 36365575,93 /6000=~6061 heat pumps would be installed whose capacity will be 6061x9 kW/1000=~55 MWt. We assume that 30 percent of funds will be invested by 2024, then milestone will be 55x0,3=16 MWt
2.2.3. Increase RES usage for heat and cool generation in district heating sector. (75.000.000 eur) | 18750000 | 029 - Renewable energy - solar | 18750000 | 37500000 | 37500000 | special output | Energy storage solutions | Midle-West Lithuania region | ERPF | MWh | 0 | n/a | 392 | 1961 | Supported projects | Skaičiavimams taikomas paramos intensyvumas vidut.50 proc., siekiant išlaikyti tokį patį finansavimo modelį kaip ir 2014-2020m. 10 proc. (~3,750 MEUR) lėšų investuojama į saulės elektrines, 70 proc. ~26,25 MEUR - į saulės kolektorius ir 20 proc. - ~ 7,5 MEUR į energijos saugojimo sprendimus (šilumos talpyklas) CŠT tinkle. Saulės elektrinės 1 kW kaina rinkoje-~ 800 eur, saulės kolektorių 1 m2 kaina rinkoje - ~ 200 eur, vidut. 1 m3 šiluminės energijos talpyklos kainuoja rinkoje -~ 200 eurų. Už numatytas lėšas saulės elektrinių būtų įdiegta 3,75MEUR/800 eurų/kW= 4687,5 kW (~4,7 MWe) galios; saulės kolektorių būtų įdiegta 26,25MEUR/200 eurų/m2=131250 m2, tai sudaro 91,8 MWš galios ( skaičiuojama, kad 1000m2 sukuria 0,7 MW galios, tuomet 131250m2 sukurs – 91,8 MW); šilumos talpyklų būtų įrengta 7,5MEUR/ 200 eurų/m3=37500 m3, t.y.~1961 MWh talpos. Viso AEI pajėgumų iki 2029 m: 4,7 MWe ir 91,8 MWš ir šilumos talpyklos – 1961 MWh. Daroma prielaida, kad iki 2024 m. bus investuota iki 20 proc. lėšų, tad tarpinė reikšmė būtų 4,7MWe x0,2=~0,9 MWe, 91,8 MWšx0,2=~18 MWš ir 1961x0,2=~392 MWh. Įvestas nac. produkto rodiklis energijos saugojimui skaičiuoti, kadangi RCO105 reglamentinis rodiklis, kuris tiktų, negali būti taikomas kituose uždaviniuose nei 2.3. | The calculations apply an average financial support intensity of 50% in order to maintain the same funding model as in 2014-2020. 10 percent (3,75 MEUR) funds are invested in solar power plants, 70 percent. (26,25 MEUR) - to solar collectors and 20 percent. - (7,5 MEUR) for energy storage solutions (heat tanks) in the DH network. The price of a 1 kW solar power plant in the market is ~ 800 euros, the price of 1 m2 of solar collectors in the market is ~ 200 euros, the average price of 1 m3 of thermal energy tanks in the market is ~ 200 euros. With the planned funds, solar power plants would be installed: 3,75 MEUR/800 EUR/kW = 4687,5 kW (~ 4.7 MWe) power plants. For the planned funds 26,25 MEUR/200 euros/m2 = 131250 m2 of solar collectors would be installed , which provide for 91,8 MWt capacity (it is estimated that 1000m2 will generate 0,7 MW capacity of power), then 131250m2 will generate 91,8 MWe. For the planned funds 7,5 MEUR/200 eur/m3 = 37500 m3, i.e. ~ 1961 MWh capacity of heat tanks would be installed. Total RES capacity until 2029: 4,7 MWe and 91,8 MWt and heat storage - 1961 MWh. It is assumed that up to 20% of funds will be invested by 2024, so Milestone 2024 would be 4,7MWe x0,2 = ~ 0,9 MWe, 91,8 MWtx0,2 = ~ 18 MWt and heat tanks: 1961x0,2 = ~ 392 MWh. A national product indicator has been introduced to calculate energy storage, as RCO105 is a regulatory indicator that would be appropriate. It cannot be applied to tasks other than 2.3.
[6 empty] | RCO 22 | Additional production capacity for renewable energy (of which: electricity, thermal) | Midle-West Lithuania region | ERDF | MW electricity | 0 | n/a | 0.9 | 4.7 | Supported projects
[10 empty] | MW thermal |  |  | 18 | 91.8
[6 empty] | RCR 29 | Estimated greenhouse emissions | Midle-West Lithuania region | ERDF | tons of CO2 eq/year | 7224 | 2019 | - | 0 | Supported projects | CO2 skaičiuojamas iš saulės elektrinių ir kolektorių diegimo. Pradinės reikšmės skaičiavimas: 1 kW saulės elektrinės pagamina apie 1000 kWh (1 MW - 1000 MWh), tai 4,7 MW pagamins 4700 MWh. CO2 kiekis būtų 4700MWh x0,42 tCO2/MWh (elektros energijos taršos faktorius)=1974 tCO2 ekv./metus. Saulės kolektoriaus 1m2 gamina 400 kWh, tai 131250 m2 gamins 52500MWh.Skaičiuojant pradinę CO2 reikšmę: 52500MWh x 0,1 (faktorius pagal STR šilumai iš CŠT tinklo)= 5250 tCO2/metus.Pradinė reikšmė bendra: 1974+ 5250=7224 tCO2ekv./ metus. Siekiama reikšmė 2029 m. būtų 0 (pagal STR saulės taršos faktorius lygus 0). | Baseline: 1 kW solar power plants produce about 1000 kWh (1 MW - 1000 MWh), so 4,7 MW will produce 4700 MWh of energy polluting 4700MWh x0,42 tCO2/MWh=1974 tCO2 eq./year (where 0,42 - electricity pollution factor). 1 m2 of solar collectors produce 400 kWh, then 131250 m2 would produce 52500MWh polluting 52500MWh x 0,1 = 5250 tCO2eq /year ((where 0,1 - pollution factor for heat from DH). Total CO2 would be 1974+ 5250=7224 tCO2eq./year. Target 2029: since polution factor of solar energy is 0, then target value is 0.
| 11250000 | 030 - Renewable energy - biomass | 11250000 | 22500000 | 22500000 | special output | Energy storage solutions | Whole Lithuania | CF | MWh | 0 | n/a | 52 | 260 | Supported projects | Skaičiavimams taikomas paramos intensyvumas vidut.50 proc., siekiant išlaikyti tokį patį finansavimo modelį kaip ir 2014-2020m. 70 proc. (15,75 MEUR) kategorijos lėšų investuojama į nedidelės galios biokuro kogeneracines elektrines; 25 proc. (5,625 MEUR) - į didelio efektyvumo biokuro katilus; 5 proc. (1,125 MEUR) - į šilumos saugyklas. 1 MWel.+5 MWš. nedidelės galios CHP kainuoja 5 MEUR, tad už numatytas lėšas sukurtume 15,75 MEUR/5 = 3 MWe ir 15 MWš galios CHP pajėgumų; didelio efektyvumo katilo 1 MW kainuoja 0,5 MEUR. Už 5,6 MEUR įdiegtume 5,6/0,5=11MWš (high efficiency biomass boiler). Iki 2029 m. bendrai bus sukurta 3 MWe ir 26 MWš (15MW+11MW). Daroma prielaida, kad iki 2024 m. bus investuota 20 proc. , tad tarpinė reikšmė bus ~ 0,6 MWe ir 5 MWš papildomų pajėgumų. Rinkos kainomis vidut. CŠT tinkančios 1m3 šilumos talpyklos kainuotų 200 eurų. Už 1,125 MEUR sukurtume 1,125/0,0002= 5625 m3, kas sudaro apie 260 MWh talpos (LŠTA duomenimis , 1 MWh atitinka apie 21,6 m3). Daroma prielaida, kad iki 2024 m. bus investuota apie 20 proc. lėšų, tad tarpinė reikšmė 260x0,2=52 MWh. Įvestas nac. produkto rodiklis energijos saugojimui skaičiuoti, kadangi RCO105 reglamentinis rodiklis, kuris tiktų, negali būti taikomas kituose uždaviniuose nei 2.3. | The calculations apply an average financial support intensity of 50% in order to maintain the same funding model as in 2014-2020. 70 percent of the funds (15,75 MEUR) will be invested in low-capacity biofuel cogeneration plants; 25 percent (5,625 MEUR) - to high efficiency biofuel boilers; 5 percent (1,125 MEUR) - to heat storage facilities (heat tanks). Target 2029 Installation of small scale CHP (1 MWe + 5 MWt) costs ~5 MEUR (data from 2014-2020 OP projects), so with 15,75 MEUR we could develop 15,75/5 = 3 MWe and 15 MWt CHP capacity; 1 MW of a high-efficiency biomass boiler costs 0,5 MEUR. For 5,6 MEUR we would install 5,6/0,5=11MWt of high efficiency boilers. By 2029 a total RES capacity of 3 MWe and 26 MWt (15MW + 11MW) will be installed. It is assumed that 20% of funds will be invested by 2024, so Milestone 2024 will be ~ 0,6 MWe and 5 MWt of RES capacity installed. Target 2029: Average market price of 1 m3 heat tanks suitable for DH would cost 200 euros. For 1,125 MEUR we would create 1,125 /0,0002 = 5625 m3, which is about 260 MWh capacity (according to Lithuanian District Heating Association data, 1 MWh corresponds to about 21,6 m3 of heat tank capacity). It is assumed that by 2024 about 20 % of funds will be invested, so the Milestone 2024 is 260x0,2 = 52 MWh. A national product indicator has been introduced to calculate energy storage, as RCO105 is a regulatory indicator that would be appropriate. It cannot be applied to tasks other than 2.3.
[6 empty] | RCO 22 | Additional production capacity for renewable energy (of which: electricity, thermal) | Whole Lithuania | CF | MW electricity | 0 | n/a | 0.6 | 3 | Supported projects
[10 empty] | MW thermal |  |  | 5 | 26
[6 empty] | RCR 29 | Estimated greenhouse emissions | Whole Lithuania | CF | tons of CO2 eq/year | 25680 | 2019 | - | 7200 | Supported projects | Pradinė CO2 reikšmė: 3 MWelx8000 h/metus (CHP veikimo laikas per metus) x 0,42 tCO2/MWh (taršos faktorius elektrai) =10080 tCO2 ekvivalentu/metus; 26MWšx6000 h/metus (katilų veikimo laikas per metus) x 0,1 (taršos faktorius pagal STR CŠT šilumai)=15600 tCO2 ekvivalentu/metus. Viso pradinis CO2 kiekis: 10080+ 15600=25680 tCO2 ekv./metus. Galutinė CO2 reikšmė: 3 MWelx8000 h/metus (CHP veikimo laikas per metus) x 0,04 tCO2/MWh (taršos faktorius biokurui) =960 tCO2 ekvivalentu/metus; 26MWšx6000 h/metus (katilų veikimo laikas per metus) x 0,04 (taršos faktorius pagal STR biokurui)=6240 tCO2 ekvivalentu/metus. Galutinė bendra reikšmė CO2: 960+ 6240=7200 tCO2 ekv./metus. | Baseline: CO2 is calculated from CHP and biofuel boilers: 3 MWe x8000 h/year (CHP operation time per year) x 0,42 tCO2/MWh (pollution factor for electricity)=10080 tCO2 eq/ year; 26MWt x 6000 h/year (boiler operation time per year) x 0,1 (pollution factor for heat from DH)=15600 tCO2 eq/year. Total CO2: 10080+ 15600=25680 tCO2 eq/year. Target 2029: 3MWex8000 h/year x 0,04 tCO2/MWh (pollution factor for biofuel) =960 tCO2 eq/year; 26MWšx6000 h/year x 0,04 =6240 tCO2 eq/year. Total CO2 value: 960+ 6240=7200 tCO2 eq/year.
| 26250000 | 030 - Renewable energy - biomass | 26250000 | 52500000 | 52500000 | special output | Energy storage solutions | Midle-West Lithuania region | ERDF | MWh | 0 | n/a | 121 | 607 | Supported projects | Skaičiavimams taikomas paramos intensyvumas vidut.50 proc., siekiant išlaikyti tokį patį finansavimo modelį kaip ir 2014-2020m. 70 proc. (36,75 MEUR) kategorijos lėšų investuojama į nedidelės galios biokuro kogeneracines elektrines; 25 proc. (13,125 MEUR) - į didelio efektyvumo biokuro katilus; 5 proc. (2,625 MEUR) - į šilumos saugyklas. 1 MWel.+5 MWš. nedidelės galios CHP kainuoja 5 MEUR, tad už numatytas lėšas sukurtume 36,75 MEUR/5 MEUR= 7 MWe ir 35MWš pajėgumų. Už 13,125 MEUR įdiegtume 13,125/0,5=26 MWš galios didelio efektyvumo katilų, kurių 1 MW kainuoja 0,5 MEUR. Iki 2029 m. bendrai bus sukurta 7 MWe ir 61 MWš (35MWš+ 26MWš) AEI pajėgumų. Daroma prielaida, kad iki 2024 m. bus investuota 20 proc. , tad tarpinė reikšmė bus ~ 1,4 MWe ir ~12 MWš papildomų AEI pajėgumų. Rinkos kainomis vidut. CŠT tinkančios 1m3 šilumos talpyklos kainuotų 200 eurų. Už 2,625 MEUR sukurtume 2,625/0,0002 = 13125 m3, t.y. ~607 MWh talpos. Daroma prielaida, kad iki 2024 m. bus investuota apie 20 proc. lėšų, tad tarpinė reikšmė 607x0,2=~121 MWh. Įvestas nac. produkto rodiklis energijos saugojimui skaičiuoti, kadangi RCO105 reglamentinis rodiklis, kuris tiktų, negali būti taikomas kituose uždaviniuose nei 2.3. | The calculations apply an average financial support intensity of 50% in order to maintain the same funding model as in 2014-2020. 70 percent of the funds (36,75 MEUR) will be invested in small scale biofuel cogeneration plants; 25 percent (13,125 MEUR) - high efficiency biofuel boilers; 5 percent (2,625 MEUR) - heat storage facilities (heat tanks). Target 2029: Installation of small scale biomass CHP (1 MWe + 5 MWt ) costs 5 MEUR, so we would create 36,75 MEUR/5 = 7 MWe and 35 MWt CHP capacity for the planned funds; 1 MW of a high-efficiency biomass boiler costs 0,5 MEUR. For 13,125 MEUR we would install 13,125 /0,5 = 26MWt. Until 2029 a total of 7 MWe and 61 MWt (35MWt + 26MWt) RES capacities will be installed. It is assumed that 20% of funds will be invested by 2024, so Milestone 2024: ~ 1,4 MWe ( 7x0,2) and 12 MWt (61x0,2) of additional RES capacity would be installed. Average market prices 1 m3 heat tanks suitable for DH would cost 200 euros. For 2,625 MEUR we would create 2,625/0,0002 = 13125 m3, which is about 607 MWh capacity (according to Lithuanian District Heating Association data 1 MWh corresponds to about 21,6 m3 of heat tank capacity). It is assumed that by 2024 about 20 % of funds will be invested, so Milestone 2024: 607x0,2 = 121 MWh. A national product indicator has been introduced to calculate energy storage, as RCO105 is a regulatory indicator that would be appropriate. It cannot be applied to tasks other than 2.3.
[6 empty] | RCO 22 | Additional production capacity for renewable energy (of which: electricity, thermal) | Midle-West Lithuania region | ERDF | MW electricity | 0 | n/a | 1.4 | 7 | Supported projects
[10 empty] | MW thermal | 0 |  | 12 | 61
[6 empty] | RCR 29 | Estimated greenhouse emissions | Midle-West Lithuania region | ERDF | tons of CO2 eq/year | 60120 | 2019 | n/a | 16880 | Supported projects | CO2 skaičiuojamas nuo CHP ir biokuro katilų: 7 MWelx8000 h/metus (CHP veikimo laikas per metus) x 0,42 tCO2/MWh (taršos faktorius elektrai) =23520 tCO2 ekv./metus; 61MWšx6000 h/metus (katilų veikimo laikas per metus) x 0,1 (faktorius pagal STR šilumai iš CŠT tinklo)=36600 tCO2 ekv./metus. Viso CO2 kiekis: 23520+ 36600=60120tCO2 ekv./metus Galutinė reikšmė: 7 MWelx8000 h/metus (CHP veikimo laikas per metus) x 0,04 tCO2/MWh (taršos faktorius biokurui) =2240 tCO2 ekv./metus; 61MWšx6000 h/metus (katilų veikimo laikas per metus) x 0,04 (faktorius pagal STR biokurui)=14640 tCO2 ekv./metus. Viso CO2 kiekis: 2240+ 14640=16880 tCO2 ekv./metus | Baseline: CO2 is calculated from CHP and biofuel boilers: 7 MWe x 8000 h/year (CHP operation time per year) x 0,42 tCO2 /MWh (pollution factor for electricity) = 23520 tCO2 eq/ year; 61MWt x 6000h/year (boiler operation time per year) x 0,1 pollution factor for electricity)= 36600 tCO2 eq/year. Total CO2 value: 23520 + 36600 = 60120 tCO2 eq/year.Target 2029: 7 MWe x 8000 h/year x 0,04 tCO2/MWh (pollution factor for biofuel) =2240 tCO2 eq/year; 61MWt x 6000 h/year x 0,04 tCO2/MWh (pollution factor for biofuel)=14640 tCO2 eq/year. Total CO2: 2240+ 14640=16880 tCO2 eq/year.
| 18750000 | 032 - Other renewable energy (including geothermal) | 18750000 | 37500000 | 37500000 | RCO 22 | Additional production capacity for renewable energy (of which: electricity, thermal) | Whole Lithuania | CF | MW thermal | 0 | n/a | 11 | 37.5 | Supported projects | Kategorijos lėšos 100 proc. investuojamos į šilumos siurblius, kurių 1 MW kaina ~1 MEUR (informacija pateikta LŠTA pagal leidinį Danish Technology Data). Už 37,5 MEUR (taikant vidut. 50 proc. paramos intensyvumą, panašiai kaip 2014-2020 m. perspektyvoje buvo šilumos sektoriaus pareiškėjams) galima įrengti šilumos siurblių, kurių suminė galia 37,5 MWš.Daroma prielaida, kad iki 2024 m. bus investuota iki 30 proc. lėšų, tai tarpinė reikšmė bus 37,5x0,3=~11 MWš | Category funds 100 percent invested in heat pumps with a cost of 1 MW ~ 1 MEUR (according to Danish Technology Data). Heat pumps with a total capacity of 37,5 MWt can be installed for 37,5 MEUR (applying an average support intensity of 50 percent, similarly to the applicants in the heat sector in 2014-2020). It is assumed that up to 30 percent of funds will be invested by 2024, so the intermediate value will be 37,5x0,3 = ~ 11 MWt
[6 empty] | RCR 29 | Estimated greenhouse emissions | Whole Lithuania | CF | tons of CO2 eq/year | 2250 | 2019 | n/a | 900 | Supported projects | 37,5 MW: pagal LŠTA studiją 1 MW šilumos siurblio galios pagamintų 600 MWh energijos, tai 37,5 MW pagamins 22500 MWh energijos. Pradinė reikšmė: 22500x0,1 (faktorius pagal STR šilumai iš CŠT tinklo)= 2250 tCO2ekv./metus, 2029 reikšmė: 22500x0,04 (biokuro taršos faktorius pagal STR)= 900 tCO2ekv./metus. | According to Lithuanian District Heating Association study, 1 MW of heat pump capacity would produce 600 MWh of energy, so 37,5 MW will generate 22500 MWh of energy. Baseline: 22500x0,1= 2250 tCO2eq/year (where 0,1 tCO2/MWh - pollution factor for heat from DH according to Technical Regulation of Construction, Ministry of Environment). Target 2029: 22500x0,04=900 tCO2eq/year (where 0,04 tCO2/MWh- pollution factor for natural gas).
Indicator's code | Indicator's name | Measurement unit | Baseline | Region Category | Fund | Baseline year | Milestone 2024 | Target 2029 | CO2 savings
RCR 29 | Estimated greenhouse emissions | tons of CO2 eq/year | 582771 | Whole Lithuania | SaF | 2019 | n/a | 44865 | 537906
RCR 29 | Estimated greenhouse emissions | tons of CO2 eq/year | 67344 | Midle-West Lithuania region | ERPF | 2019 | n/a | 16880 | 50464
RCO 22 | Additional production capacity for renewable energy (of which: electricity, thermal) | MW electricity | 0 | Whole Lithuania | SaF |  | 85.08 | 283.6
|  | MW thermal | 0 | Whole Lithuania | SaF |  | 101 | 348.5
RCO 22 | Additional production capacity for renewable energy (of which: electricity, thermal) | MW electricity | 0 | Midle-West Lithuania region | ERPF |  | 2.3 | 11.7
|  | MW thermal | 0 | Midle-West Lithuania region | ERPF |  | 30 | 152.8
special output | energy storage solutions | MWh | 0 | Whole Lithuania | SaF |  | 94.76 | 402.2
special output | energy storage solutions | MWh | 0 | Midle-West Lithuania region | ERPF |  | 513 | 2568
Note on D5: [Threaded comment] Your version of Excel allows you to read this threaded comment; however, any edits to it will get removed if the file is opened in a newer version of Excel. Learn more: https://go.microsoft.com/fwlink/?linkid=870924 Comment: administrative costs are not included in the calculation of co-financing rate.
Note on D8: [Threaded comment] Your version of Excel allows you to read this threaded comment; however, any edits to it will get removed if the file is opened in a newer version of Excel. Learn more: https://go.microsoft.com/fwlink/?linkid=870924 Comment: administrative costs of 4,11 percent are excluded

## 2PO 2.3
Policy objective - 2. A greener, low-carbon transitioning towards a net zero carbon economy and resilient Europe by promoting clean and fair energy transition, green and blue investment, the circular economy, climate change mitigation and adaptation, risk prevention and management, and sustainable urban mobility
Specific objective - 2.3. Developing smart energy systems, grids and storage outside the Trans-European Energy Network (TEN-E) (Plėtoti pažangiąsias elektros energijos sistemas, tinklus ir energijos kaupimo ne transeuropiniame energetikos tinkle (TEN-E) sprendimus)
Ministry of energy
Action | Total allocation of action level (indicated) | EU Amount (EUR) | Intervention field |  |  | allocation 2021- 2027 used for calculation of 2029 target | Indicator |  | Category of region | Fund | M.U. | Baseline |  | Milestone 2024 | Target 2029 | Data source | Indicators' calculation method
|  |  | code and name | co-financing rate (Eur.) | Amount (EU+ national)(Eur.) |  | code | name |  |  |  | value | year
2.3.1. Smart solutions for electricity distribution networks to integrate and manage decentralised RES generation and energy storage (Diegti išmaniuosius sprendimus į elektros skirstomąjį tinklą paskirstytosios gamybos iš AEI ir energijos kaupimo integravimui ir valdymui) | 28235294.1176 | 24000000 | 053 - Smart Energy Systems (including smart grids and ICT systems) and related storage (Pažangios energijos sistemos (įskaitant pažangiuosius tinklus ir informacinių komunikacinių technologijų sistemas) ir susijęs kaupimas) | 4235294.1176 | 28235294.1176 | 28235294.1176 | specific result | Users benefiting from higher quality electricity supply (Vartotojai, kuriems pagerėjo tiekiamos elektros energijos kokybė) | Whole Lithuania | CF | end users/ year (galutiniai vartotojai per metus) | 0 | 2020 | n/a | 75174 | projects data | Target: 13 primary substation (PS) (35 kV/10 kV), 7 PS (110/35/10 kV), 1.294 secondary substation (SS) (10/0,4 kV 10/0,4 kV) will be modernised and 1 information system will be installed with 48 MEUR. According to Distribution System Operator an average 1.275 users are connected to the one 35 kV/10 kV PS, 4.859 users are connected to one 110/35/10 kV PS and 19 users are connected to 10/0,4 kV 10/0,4 kV secondary substation (SS). Then total amount of end users annually benefiting from higher quality of electricity supply will be (13x1.275)+(7x4.859)+(19x1.294)=~75.174. Baseline: equal 0 because only after modernisation of electricity distribution grids end users will benefit from better quality of electricity supply.
[7 empty] | RCO23 | Digital management systems for smart energy systems (pažangiųjų energetikos sistemų skaitmeninio valdymo sistemos) |  |  | System components (sistemos sudedamosios dalys) | 0 | n/a | 0 | 1315 | projects data | Calculation of indicators based on the 50 percent of funding intensity to maintain the same financial model as in 2014-2020 ( 04.4.1-LVPA-K-106 measure „Modernisation and development of electricity distribution network“) (EU amount- 24.000.000 Eur + co-financing rate (Eur.) - 24.000.000 Total - 48.000.000 Eur.). Target 2029: According to DSO data modernization cost of one 35kV/10 kV PS is about 0,55 MEUR, modernization cost of one 110/35/10 kV PS is 1,7 MEUR and modernization cost of one SS would be around 0,022 MEUR. According to DSO market analysis an average ~0,5 MEUR could be needed to develop and install an information system, the rest of funds will be divided as follows: 15 percent (7,125MEUR) will be invested into modernization of 35 kV/10 kV PS: 7,125/0,55 = 13 TP, 25 percent of funds (11,9 MEUR) will be invested into modernisation of 110/35/10 kV PS: 11,9/1,7= 7 PS, 60 percent of funds will be invested to modernization of 10/0,4 kV secondary substations (SS): 28,475/0,022= 1.294. Total smart energy systems' components will be: (1+13+7+1.294)=1.315. The intermediate value for 2024 is set to 0, as it is assumed that projects will start in 2023 and will not be completed in 2024 ( according to the implemented similar projects duration of such kind of projects is approx. 2-3 years)
| 68823529.4118 | 58500000 | 053 - Smart Energy Systems (including smart grids and ICT systems) and related storage (Pažangios energijos sistemos (įskaitant pažangiuosius tinklus ir informacinių komunikacinių technologijų sistemas) ir susijęs kaupimas) | 10323529.4118 | 68823529.4118 | 68823529.4118 | specific result | Users benefiting from higher quality electricity supply (Vartotojai, kuriems pagerėjo tiekiamos elektros energijos kokybė) | Mid-West Region | ERDF | end users/ year (galutiniai vartotojai per metus) | 0 | 2020 | n/a | 183362 | projects data | Target: 32 primary substation (PS) (35 kV/10 kV), 18 PS (110/35/10 kV), 2.950 secondary substation (SS) (10/0,4 kV 10/0,4 kV) will be modernised and 1 information system will be installed with 48 MEUR. According to Distribution System Operator an average 1.275 users are connected to the one 35 kV/10 kV PS, 4.859 users are connected to one 110/35/10 kV PS and 19 users are connected to 10/0,4 kV 10/0,4 kV secondary substation (SS). Then total amount of end users annually benefiting from higher quality of electricity supply will be (32x1275)+(18x4.859)+(19x2.900)= ~ 183.362 . Baseline: equal 0 because only after modernisation of electricity distribution grids end users will benefit from better quality of electricity supply.
[7 empty] | RCO23 | Digital management systems for smart energy systems (pažangiųjų energetikos sistemų skaitmeninio valdymo sistemos) |  |  | System components (sistemos sudedamosios dalys) | 0 | n/a | 0 | 2950 | projects data | Calculation of indicators based on the 50 percent of funding intensity to maintain the same financial model as in 2014-2020 ( 04.4.1-LVPA-K-106 measure „Modernisation and development of electricity distribution network“) (EU amount- 56.000.000 Eur + co-financing rate (Eur.) - 56.000.000 Total -112.000.000 Eur.). Target: According to DSO data modernization cost of one 35kV/10 kV PS is about 0,55 MEUR, modernization cost of one 110/35/10 kV PS is about 1,7 MEUR and modernization cost of one SS would be around 0,022 MEUR. Investments will be divided as follows: 16 percent (17,9 MEUR) will be invested into modernization of 35 kV/10 kV PS: 17,9/0,55= 32 PS, 27 percent of funds (30,2 MEUR) will be invested into modernisation of 110/35/10 kV PS: 30,2/1,7= 18 PS, 57 percent of funds (63,8MEUR) will be invested to modernization of 10/0,4 kV secondary substations (SS): 63,8/0,022= 2.900. Total smart energy systems' components will be: 32+18+2.900= 2.950. The intermediate value for 2024 is set to 0, as it is assumed that projects will start in 2023 and will not be completed in 2024 ( according to the implemented similar projects duration of such kind of projects is approx. 2-3 years) The EU amount - 1.250.000+ co-financing rate (Eur.) - 187.500. Total 1.437.500 is not covered by indicator.
| Whole Lithuania | 24000000 |  | 4235294.1176 | 28235294.1176 | 28235294.1176 | [7 empty] | 0 | 262801
| MWR | 58500000 |  | 10323529.4118 | 68823529.4118 | 68823529.4118
Indicator code | Indicator name | Indicator M.U. | Indicator baseline value | Category of region | Fund | Indicator baseline year | Milestone 2024 | Target 2029
RCO23 | Digital management systems for smart energy systems (pažangiųjų energetikos sistemų skaitmeninio valdymo sistemos) | System components (sistemos sudedamosios dalys) | 0 | Whole Lithuania | CF | n/a | 0 | 1315
RCO23 | Digital management systems for smart energy systems (pažangiųjų energetikos sistemų skaitmeninio valdymo sistemos) | System components (sistemos sudedamosios dalys) | 0 | Mid-West Region | ERDF | n/a | 0 | 2950
specific result | Users benefiting from higher quality electricity supply (Vartotojai, kuriems pagerėjo tiekiamos elektros energijos kokybė) | end users/ year (galutiniai vartotojai per metus) | 0 | Whole Lithuania | CF | 2020 | n/a | 75174
specific result | Users benefiting from higher quality electricity supply (Vartotojai, kuriems pagerėjo tiekiamos elektros energijos kokybė) | end users/ year (galutiniai vartotojai per metus) | 0 | Mid-West Region | ERDF | 2020 | n/a | 183362
[7 empty] | 0 | 262801 | TRUE
Note on C8: Autorius: 2.500.000 BJR

## 2PO 2.3 (eng) (hidden)
Konkretus uždavinys - 2.3. Kurti pažangiąsias elektros energijos sistemas ir tinklus, taip pat energijos kaupimo sprendimus už TEN-E ribų
Action Veiksmas | Total allocation of action level (indicated) Bendras veiksmų lygio paskirstymas | Intervention field |  |  | allocation 2021- 2027 used for calculation of 2029 target | Indicator |  | Category of region | Fund | M.U. | Baseline |  | Milestone 2024 | Target 2029 | Data source | Rodiklio siektinų reikšmų apskaičiavimo metodika | Indicators' calculation method
|  | code and name | co-financing rate (Eur.) | Finansinė proporcija (EU+ nacionalinis)(Eur.) |  | Code | Name |  |  |  | value | year
2.3.1. Smart solutions for electricity distribution networks to integrate and manage decentralised RES generation and energy storage (25.000.000 eur) | 8750000 | 033 - Smart Energy Systems (including smart grids and ICT systems) and related storage | 8750000 | 17500000 | 17500000 | RCR 33 | Users connected to smart energy systems | Whole Lithuania | CF | end users/year | 26250 | 2021 | n/a | 26250 | Supported projects | Uždavinio veikloms skaičiavimai atlikti su 50 proc. paramos intensyvumu, siekiant išlaikyti jau pasiteisinusį finansavimo modelį esamoje perspektyvoje. Iki 2029 m. už 17,5 MEUR bus modernizuotos 15 TP, įdiegta 375 TR+ĮR bei įdiegta 1 informacinė sistema. Vidut. prie vienos 35 kV TP prijungta 1275 vartotojų, prie vienos TR prijungta apie 19 vartotojų. Viso prijungta (15x1275)+(375x19) apie 26250 galutinių naudotojų/metus. | An average 1275 users are connected to the one 35 kV primary substation (PS) and 19 users are connected to 10/0,4 kV 10/0,4 kV secondary substation (SS)+voltage controller (VC), then total amount of users connected to 15 PS and 375 SS+VC will be (15x1275)+(375x19)=~26250. Number of users is the same before and after the intervention because of modernization (not development) of installations.
[6 empty] | special output | Digital management systems for smart energy systems | Whole Lithuania | CF | System components | 0 | n/a | 78 | 391 | Supported projects | Bus investuojama į trijų tipų sistemos komponentus:preliminariai informacinė sistema (įskaitant ir DATA HUB platformą) (vadovaujantis skirstomųjų tinklų operatoriaus atlikta analize, panašių projektų siekia iki 1 MEUR), modernizuojamos 35 kV transformatorinės pastotės (TP), siekiant jas padaryti reguliuojamomis (kaina 0,5 MEUR/vnt +10 proc. infliacijos koef.=0,55 MEUR/vnt) ir diegiami reguliuojami transformatoriai (TR) ir įtampos reguliatoriai (ĮR) 10/0,4 KV tinkle (vidut.kaina 0,02 MEUR /vnt +10 proc. infliacijos koef.=0,022 MEUR/vnt.). Kainos taikomos, vadovaujantis skirstomųjų tinklų operatoriaus įgyvendintais projektais. Daroma prielaida, kad IS skiriama 1 MEUR, o likusi lėšų dalis vienodom proporcijom investuojama į TP, tiek ir TR+ĮR, t.y. po (17,5-1)/2=8,25 MEUR. Už 8,25 MEUR bus galima modernizuoti 8,25/0,55=15 TP ir įdiegti 8,25/0,022=375 TR ir ĮR. Viso už 17,5 MEUR iki 2029 m. pab.bus įdiegta apie 391 sistemos komponentų (1+15+375). Darom prielaidą, kad iki 2024 m. pab. bus investuota apie 20 proc. lėšų, tad bus įdiegta 391x0,2=78 sistemos komponentai. | Calculation of indicators based on the 50 percent of funding intensity to maintain the same financial model as in 2014-2020. According to DSO market analysis , ~1 MEUR could be needed to develop and install an information system (including Data Hub platform), the rest of funds will be divided equally (16,5/2=8,25 MEUR ) betweeen modernisation of primary substations (PS) and 10/0,4 kV secondary substations (SS)+ installations of voltage controllers (VC): 8,25/0,55=15 PS and 8,25/0,022=375. According to DSO data, PS modernization cost 0,55 MEUR, SS+VC - 0,022 MEUR. Total system components: 1+15+375=391. We assume that 20 proc. of funds will be invested by 2024,then 2024 value will be 391x0,2=78 system components.
| 16250000 | 033 - Smart Energy Systems (including smart grids and ICT systems) and related storage | 16250000 | 32500000 | 32500000 | RCR 33 | Users connected to smart energy systems | Midle-West Lithuania region | ERDF | end users/year | 50800 | 2021 | n/a | 50800 | Supported projects | Iki 2029 m. už 32,5 MEUR bus modernizuotos 29 TP, įdiegta 727 TR+ĮR. Vidut. prie vienos 35 kV TP prijungta 1275 vartotojų, prie vienos TR prijungta apie 19 vartotojų. Viso prijungta (29x1275)+(727x19)=~ 50800 galutinių naudotojų/metus | An average 1275 users are connected to the one 35 kV primary substation (PS) and 19 users are connected to 10/0,4 kV secondary substation (SS), then total amount of users connected to 29 PS and 727 SS+VC will be (29x1275)+(727x19)=~ 50800. Number of users is the same before and after the intervention because of modernization (not development) of installations.
[6 empty] | special output | Digital management systems for smart energy systems | Midle-West Lithuania region | ERDF | System components | 0 | n/a | 153 | 767 | Supported projects | Bus diegiami šie sistemos komponentai: modernizuojamos 35 kV transformatorinės pastotės (TP), siekiant jas padaryti reguliuojamomis (kaina 0,55 MEUR/vnt) ir diegiami reguliuojami transformatoriai (TR) ir įtampos reguliatoriai (ĮR) 10/0,4 KV tinkle (vidut.kaina 0,02 MEUR /vnt ). Daroma prielaida, kad lėšos vienodom proporcijom skiriamos tiek TP, tiek ir TR+ĮR, t.y. po 32,5/2=16,25 MEUR. Už 16,25 MEUR bus galima modernizuoti 16,25/0,55=29 TP ir įdiegti 16,25/0,022=~738 TR ir ĮR. Viso už 32,5 MEUR iki 2029 m. pab.bus įdiegta apie 738+29=767 sistemos komponentų. Darom prielaidą, kad iki 2024 m. pab. bus investuota apie 20 proc. lėšų, tad bus įdiegta 767x0,2=~153 sistemos komponentai. | Calculation of indicators based on the 50 percent of funding intensity to maintain the same financial model as in 2014-2020. Funds will be divided equally (32,5/2=~16,25 MEUR ) betweeen modernisation of primary substations (PS) and 10/0,4 kV secondary substations (SS)+ installations of voltage controllers (VC): 16,25/0,55=~29 PS and 16,25/0,022=~738. According to DSO data, PS modernization cost 0,55 MEUR, SS+VC - 0,022 MEUR. Total system components: 29+738=767. We assume that 20 proc. of funds will be invested by 2024,then 2024 value will be 767x0,2=~153 system components.
2.3.2. Improvement of reliability and resilience of electricity distribution networks (25.000.000 eur) | 8750000 | 033 - Smart Energy Systems (including smart grids and ICT systems) and related storage | 8750000 | 17500000 | 17500000 | RCR 33 | Users connected to smart energy systems | Whole Lithuania | CF | end users/year | 28600 | 2021 | n/a | 28600 | Supported projects | Iki 2029 m. bus modernizuota 21 SP; vidut. prie vieno SP prijungta yra apie 930 vartotojų, tad prie visų modernizuotų SP bus prijungta 21x930=19530 galutinių naudotojų. IKi 2029 m. bus įdiegta 477 reguliuojamų transformatorių ir įtampos reguliatorių 10/0,4 kV tinkle, kur vidut. prie vienos transformatorinės prijungta po 19 vartotojų.Viso prie TR ir ĮR prijungta bus 477x19=9063 galutinių naudotojų per metus. Bendras prijungtas prie pažangių sistemų galutinių naudotojų kiekis per metus 19530+9063=28600. | An average 930 users are connected to one SP, then total amount of users connected to 21 SP will be: 21x930=19530. 19 users are connected to one 10/0,4 kV secondary substation, then the amount of users connected to 499 will be 499x19=9481. Total number of users connected to smart energy systems 19530+9063=28600. Number of users is the same before and after intervention because of modernization (not development) of installations.
[6 empty] | special output | Digital management systems for smart energy systems | Whole Lithuania | CF | System components | 0 | n/a | 100 | 498 | Supported projects | Bus investuojama į: a) skirstomųjų punktų (SP) modernizavimą, diegiant išmaniąsias technologijas. Vidut. pagal esamus projektus, skirstomojo punkto modernizavimo kaina 0,3 MEUR +10 proc. infliacijos koef=0,33 MEUR/vnt.; b) reguliuojamų transformatorių ir įtampos reguliatorių diegimą 10/0,4 kV tinkle, kur iš esamų projektų vidut. 1 vnt. kaina apie 0,02 MEUR +10 proc. infliacijos koef.=0,022 MEUR/vnt. Daroma prielaida, kad apie 40 proc. lėšų (7 MEUR) investuojama bus į SP modernizavimą, o 60 proc. (10,5 MEUR) - į TR ir ĮR. IKi 2029 m. bus įdiegta 7/0,33=~21 modernizuotų SP ir reguliuojamų transformatorių ir įtampos reguliatorių - 10,5/0,022=~477. Viso sistemos komponentų 21+477=498. Daroma prielaida, kad iki 2024 m. bus investuota apie 20 proc. lėšų, tad iki 2024 m. pab. bus įdiegta 498x0,2=100 komponentų. | Calculation of indicators based on the 50 percent of funding intensity to maintain the same financial model as in 2014-2020. 40% of funds (7 MEUR) will be invested into modernisation of 10 kV switching stations (1 SP - 0,33 MEUR) ; 60% of funds (10,5MEUR) - into modernization of 10/0,4 kV secondary substation and installation of voltage controllers (an average price 0,022 MEUR). 7/0,33=~21 SP and 10,5/0,022=~477 controllable 10/0,4 kV secondary substation and voltage controllers. Total system components: 21+477=498. We assume that 20 proc. of funds will be invested by 2024,then 2024 value will be 498x0,2=100 system components.
| 16250000 | 033 - Smart Energy Systems (including smart grids and ICT systems) and related storage | 16250000 | 32500000 | 32500000 | RCR33 | Users connected to smart energy systems | Midle-West Lithuania region | ERDF | end users/year | 53104 | 2021 | n/a | 53104 | Supported projects | Iki 2029 m. bus modernizuota 39 SP; vidut. prie vieno SP prijungta yra apie 930 vartotojų, tad prie visų modernizuotų SP bus prijungta 39x930=36270 galutinių naudotojų. IKi 2029 m. bus įdiegta 886 reguliuojamų transformatorių ir įtampos reguliatorių 10/0,4 kV tinkle, kur vidut. prie vienos transformatorinės prijungta po 19 vartotojų.Viso prie TR ir ĮR prijungta bus 886x19=16834 galutinių naudotojų per metus. Iki 2029 m. bendras galutinių naudotojų kiekis per metus 36270+16834= 53104 | An average 930 users are connected to one SP, then the amount of users connected to 39 SP will be: 39x930=36270. 19 users are connected to one secondary substation, then total amount of users connected to 886 will be: 886x19=16834. Total number of all the users connected to smart energy systems 36270+16834= 53104. Number of users is the same before and after intervention because of modernization (not development) of installations.
[6 empty] | special output | Digital management systems for smart energy systems | Midle-West Lithuania region | ERDF | System components | 0 | n/a | 185 | 925 | Supported projects | Bus investuojama į: a) skirstomųjų punktų (SP) modernizavimą, diegiant išmaniąsias technologijas. Vidut. pagal esamus projektus, skirstomojo punkto modernizavimo kaina 0,3 MEUR +10 proc. infliacijos koef=0,33 MEUR/vnt.; b) reguliuojamų transformatorių ir įtampos reguliatorių diegimą 10/0,4 kV tinkle, kur iš esamų projektų vidut. 1 vnt. kaina apie 0,02 MEUR +10 proc. infliacijos koef.. Daroma prielaida, kad apie 40 proc. lėšų (13 MEUR) investuojama bus į SP modernizavimą, o 60 proc. (19,5 MEUR) - į TR ir ĮR. IKi 2029 m. bus įdiegta 13/0,33=~39 modernizuotų SP ir reguliuojamų transformatorių ir įtampos reguliatorių -19,5/0,022=~886. Viso sistemos komponentų 39+886=925. Daroma prielaida, kad iki 2024 m. bus investuota apie 20 proc. lėšų, tad iki 2024 m. pab. bus įdiegta 925x0,2=185 komponentų. | Calculation of indicators based on the 50 percent of funding intensity to maintain the same financial model as in 2014-2020. 40% of funds (13 MEUR) will be invested into modernisation of 10 kV switching stations (1 SP - 0,33 MEUR; 60% of funds (19,5MEUR) - into modernization of 10/0,4 kV secondary substation and installation of voltage controllers (an average price 0,022 MEUR). 13/0,33=~39 SP and 19,5/0,022=~886 10/0,4 kV secondary substation and voltage controllers. Total system components: 39+886=925. We assume that 20 proc. of funds will be invested by 2024,then 2024 value will be 925x0,2=185 system components.
Indicator's code | Indicator's name | Measurement unit | Baseline | Region Category | Fund | Baseline year | Milestone 2024 | Target 2029
special output | Digital management systems for smart energy systems | System components | 0 | Whole Lithuania | CF | n/a | 178 | 889
special output | Digital management systems for smart energy systems | System components | 0 | Midle-West Lithuania region | ERDF | n/a | 338 | 1692
RCR 33 | Users connected to smart energy systems | end users/year | 54850 | Whole Lithuania | CF | 2019 | n/a | 54850
RCR 33 | Users connected to smart energy systems | end users/year | 103904 | Midle-West Lithuania region | ERDF | 2019 | n/a | 103904

## F 2.3.1 Specific result
Row ID | Field | Indicator metadata
1 | Indicator code | R.S.
2 | Indicator name | Users benefiting from higher quality electricity supply
3 | Measurement unit | end users/ year
4 | Type of indicator | result
5 | Baseline | 0
6 | Milestone 2024 | not required
7 | Target 2029 | >0
8 | Policy objective | PO2 Greener Europe
9 | Specific objective | SO2.3 Developing smart energy systems, grids and storage at outside TEN-E
10 | Definition and concepts | Annual end users benefiting from higher quality electricity supply from smart electricity distribution grids supported by the projects. End users may include private and collective households, enterprises etc. For an existing electricity distribution grids which are modernised, the baseline is 0. The achieved value is the number of annual users in the year following the completion of the physical investment.
11 | Data collection | Supported projects
12 | Time measurement achieved | One year after the completion of the output in the supported projects.
13 | Aggregation issues
14 | Reporting
15 | References
16 | Corresponding corporate indicator
17 | Notes
18 | Examples